## Recipes
Is Recipe | Supplier Code | Description | Cost Item Type | Category | Subcategory | UOM | Unit Cost | UOM Min Order Qty | UOM Order Increment | Alternative UOM 1 | Alt UOM 1 Conversion | Alternative UOM 2 | Alt UOM 2 Conversion | Manufacturer Code | Manufacturer Description | Manufacturer Range | Manufacturer RRP | Image Url | Datasheet Url | Instructions Url | Item Details Url | Quantity | Order | Cost Category | Details
Yes |  | 10" x 12" x 6.35mm Mosiac Wall Tile | Material | Tile | Wall | sf | 6.35
|  | 10" x 12" x 6.35mm Mosiac Wall Tile | Material |  |  | each | 6.99 | [14 empty] | 0.81 | 0
|  | Adhesive | Material |  |  | Tub | 10.23 | [14 empty] | 0.067 | 1
Yes |  | 10.5" x 6.5" Clay Tile | Material | Roofing | Tiles | sf | 17.19
|  | 10.5" x 6.5" Clay Tile | Material |  |  | Ea | 5 | [14 empty] | 3.41 | 0
|  | Underlayment | Material |  |  | Roll | 74.98 | [14 empty] | 0.001 | 1
|  | Roofing Nails | Material |  |  | Ea | 0.02 | [14 empty] | 3.4 | 2
Yes |  | 12" x 24" Floor Tile | Material | Tile | Floor | sf | 1.93
|  | 12" x 24" Floor Tile | Material |  |  | each | 1.78 | [14 empty] | 0.5 | 0
|  | Tile Spacer | Material |  |  | each | 0.21 | [14 empty] | 0.5 | 1
|  | Grout | Material |  |  | Bag | 14.98 | [14 empty] | 0.002 | 2
|  | Mortar | Material |  |  | Bag | 5.98 | [14 empty] | 0.15 | 3
Yes |  | 12" x 24" Shingle Siding | Material | Exterior | Siding | sf | 4.43
|  | 12" x 24" Siding Shingle | Material |  |  | each | 6.78 | [14 empty] | 0.6 | 0
|  | Wrap | Material |  |  | Roll | 323.85 | [14 empty] | 0.001 | 1
|  | Galvanised Siding Nails - 3/4? (3600) | Material |  |  | Box | 40.59 | [14 empty] | 0.001 | 2
Yes |  | 12'6" x 8" Siding | Material | Exterior | Siding | sf | 1.38
|  | 12'6" x 8" Siding | Material |  |  | each | 8.49 | [14 empty] | 0.12 | 0
|  | Wrap | Material |  |  | Roll | 323.85 | [14 empty] | 0.001 | 1
|  | Galvanised Siding Nails - 3/4? (3600) | Material |  |  | Box | 40.59 | [14 empty] | 0.001 | 2
Yes |  | 15" x 22" Floor Insulation | Material | Insulation | Floor | sf | 11.01
|  | 15" x 22" Floor Insulation | Material |  |  | Ea | 25.3 | [14 empty] | 0.435 | 0
Yes |  | 15" x 93" Wall Insulation | Material | Insulation | Wall | sf | 6.02
|  | 15" x 93" Wall Insulation | Material |  |  | each | 58.48 | [14 empty] | 0.103 | 0
Yes |  | 24" X 48" Wall Insulation | Material | Insulation | Wall | sf | 1.09
|  | 24" X 48" Wall Insulation | Material |  |  | each | 12 | [14 empty] | 0.091 | 0
Yes |  | 30" x 80" Interior Door | Material | Finishing Carpentry | Interior Door | Ea | 224.35
|  | 30" x 80" Interior Door | Material |  |  | Ea | 107 | [14 empty] | 1 | 0
|  | 29/64" x 3 1/4" Moulding | Material |  |  | lf | 2.21 | [14 empty] | 32 | 1
|  | Radius Door Hinge | Material |  |  | Ea | 3.95 | [14 empty] | 3 | 2
|  | Latch Strike | Material |  |  | Ea | 2.65 | [14 empty] | 1 | 3
|  | Door Jamb | Material |  |  | Ea | 2.87 | [14 empty] | 1 | 4
|  | Door Lever | Material |  |  | Ea | 21.21 | [14 empty] | 1 | 5
|  | Labor to Install | Material |  |  | Hour | 16.09 | [14 empty] | 0.5 | 7
Yes |  | 32" x 80" Exterior Door | Material | Finishing Carpentry | Exterior Door | Ea | 638.43
|  | 32" x 80" Exterior Door | Material |  |  | each | 522 | [14 empty] | 1 | 0
|  | 29/64" x 3 1/4" Moulding | Material |  |  | lf | 2.21 | [14 empty] | 16 | 1
|  | Hinge | Material |  |  | each | 4.56 | [14 empty] | 2 | 2
|  | Strike | Material |  |  | each | 3.45 | [14 empty] | 1 | 3
|  | Pre Cut Door Jamb | Material |  |  | each | 3.7 | [14 empty] | 2.5 | 4
|  | Sill | Material |  |  | each | 12.21 | [14 empty] | 1 | 5
|  | Door Handle and Lock Combo | Material |  |  | each | 34.97 | [14 empty] | 1 | 6
|  | Carpenters Labor | Material |  |  | Hour | 16.09 | [14 empty] | 0.75 | 7
Yes |  | 35.5" x 59.5" Vinyl Window | Material | Windows |  | Ea | 162.59
|  | Vinyl Window | Material |  |  | each | 154 | [14 empty] | 1 | 0
|  | Flashing Tape | Material |  |  | Roll | 29.74 | [14 empty] | 0.21 | 1
|  | Sealant | Material |  |  | each | 4.68 | [14 empty] | 0.5 | 2
Yes |  | 4" x 2" x 8" Brick | Material | Bricklaying | Bricks | sf | 0.17
|  | 4" x 2" x 8" Brick | Material |  |  | each | 1.56 | [14 empty] | 0.11 | 0
Yes |  | 8" x 8" x 16" Block | Material | Blocklaying | Blocks | sf | 2.08
|  | 8" x 8" x 16" Block | Material |  |  | each | 2.34 | [14 empty] | 0.89 | 0
Yes |  | Bearers and Joists | Material | Framing | Flooring | sf | 0.84
|  | Joists @1'o.c. | Material |  |  | lf | 0.64 | [14 empty] | 1 | 0
|  | Bearers @6'o.c. | Material |  |  | lf | 1.21 | [14 empty] | 0.167 | 1
Yes |  | Carpet Supply and Install | Material | Flooring | Covering | sf | 4.5
|  | Supply | Material |  |  | sf | 3 | [14 empty] | 1 | 0
|  | Install | Material |  |  | sf | 1.5 | [14 empty] | 1 | 1
Yes |  | cf to Cubic Yard Conversion | Material | Conversions |  | cf | 0.04
|  | cf to Cubic Yard Conversion | Material |  |  | Yard | 1 | [14 empty] | 0.037 | 0
Yes |  | Concrete - 4" depth | Material | Concrete | Slab | sf | 2.88
|  | Concrete Supply and Pour | Material |  |  | cf | 5.75 | [14 empty] | 0.34 | 0
|  | Steel Mesh Roll | Material |  |  | Roll | 70.85 | [14 empty] | 0.001 | 1
|  | Plastic Bar Stools | Material |  |  | each | 0.85 | [14 empty] | 1 | 2
Yes |  | Electrical Supply and Install | Material | Electrician |  | Ea | 2000
|  | Supply | Material |  |  | each | 1000 | [14 empty] | 1 | 0
|  | Install | Material |  |  | each | 1000 | [14 empty] | 1 | 1
Yes |  | Fascia & Gutters | Material | Roofing | Fascia & Gutters | lf | 0.59
|  | Fascia | Material |  |  | each | 4.18 | [14 empty] | 0.125 | 0
|  | Gutters | Material |  |  | each | 1.16 | [14 empty] | 0.062 | 1
Yes |  | Floating Floors | Material | Flooring | Covering | sf | 0.37
|  | 7.5" x 47.6" Plank Flooring | Material |  |  | each | 1.89 | [14 empty] | 0.04 | 0
|  | Underlayment | Material |  |  | Roll | 28.94 | [14 empty] | 0.01 | 1
Yes |  | Framing @1'o.c. | Material | Framing | Wall Frame | lf | 7.09
|  | Bottom Plate | Material |  |  | lf | 0.64 | [14 empty] | 1 | 0
|  | Top Plate | Material |  |  | lf | 0.64 | [14 empty] | 1 | 1
|  | Blocks | Material |  |  | lf | 0.64 | [14 empty] | 1 | 2
|  | Stud @8'6" | Material |  |  | Ea | 5.17 | [14 empty] | 1 | 3
Yes |  | Framing @16"o.c. | Material | Framing | Wall Frame | lf | 5.8
|  | Bottom Plate | Material |  |  | lf | 0.64 | [14 empty] | 1 | 0
|  | Top Plate | Material |  |  | lf | 0.64 | [14 empty] | 1 | 3
|  | Blocks | Material |  |  | lf | 0.64 | [14 empty] | 1 | 4
|  | Stud @8'6" | Material |  |  | each | 5.17 | [14 empty] | 0.75 | 5
Yes |  | Internal Door - Standard | Material | Finishing Carpentry | Interior Door | Ea | 70.71
|  | 30-inch x 80-inch x 1 3/8-inch Molded 6 Panel Interior Door | Material |  |  | Ea | 36.99 | [14 empty] | 1 | 0
|  | Carpenter - Hang Internal Hung Door | Material |  |  | Ea | 24.75 | [14 empty] | 1 | 1
|  | Standard Door Handle and Hinges | Material |  |  | Ea | 8.97 | [14 empty] | 1 | 2
Yes |  | Internal Painting Supply and Labor | Material | Painting | Internal | sf | 5
|  | Supply of Painting Supplies | Material |  |  | sf | 3 | [14 empty] | 1 | 0
|  | Labor for Internal Painting | Material |  |  | sf | 2 | [14 empty] | 1 | 1
Yes |  | Moisture Resistant 5/8" x 4' x 8' Drywall | Material | Drywall | Drywall | sf | 1.38
|  | Drywall | Material |  |  | sheet | 32.98 | [14 empty] | 0.031 | 0
|  | Screws | Material |  |  | Pack | 27.89 | [14 empty] | 0.006 | 1
|  | Tape | Material |  |  | Roll | 12.98 | [14 empty] | 0.002 | 2
|  | Joint Compound | Material |  |  | Tub | 7.99 | [14 empty] | 0.02 | 3
Yes |  | Paint Per sf | Material | Painting | Internal | sf | 5
|  | Paint Per sf | Material |  |  | sf | 5 | [14 empty] | 1 | 0
Yes |  | Plumbing Supply and Install | Material | Plumbing |  | Ea | 2000
|  | Supply | Material |  |  | each | 1000 | [14 empty] | 1 | 0
|  | Install | Material |  |  | each | 1000 | [14 empty] | 1 | 1
Yes |  | Shingles | Material | Roofing | Shingles | sf | 1.01
|  | Shingles | Material |  |  | each | 1.48 | [14 empty] | 0.63 | 0
|  | Underlayment | Material |  |  | Roll | 74.98 | [14 empty] | 0.001 | 1
|  | Roofing Screws | Material |  |  | each | 0.01 | [14 empty] | 0.8 | 2
Yes |  | Standard 1/2" x 4' x 10' Drywall | Material | Drywall | Drywall | sf | 1.33
|  | Drywall | Material |  |  | sheet | 25.21 | [14 empty] | 0.025 | 0
|  | Screws | Material |  |  | Pack | 27.89 | [14 empty] | 0.01 | 1
|  | Tape | Material |  |  | Roll | 12.98 | [14 empty] | 0.008 | 2
|  | Joint Compound | Material |  |  | Tub | 7.99 | [14 empty] | 0.04 | 3
Yes |  | Standard 1/2" x 4' x 12' Drywall | Material | Drywall | Drywall | sf | 1.96
|  | Drywall | Material |  |  | sheet | 29.81 | [14 empty] | 0.021 | 0
|  | Screws | Material |  |  | Pack | 27.89 | [14 empty] | 0.02 | 1
|  | Tape | Material |  |  | Roll | 12.98 | [14 empty] | 0.01 | 2
|  | Joint Compound | Material |  |  | Tub | 7.99 | [14 empty] | 0.08 | 3
Yes |  | Standard 1/2" x 4' x 8' Drywall | Material | Drywall | Drywall | sf | 1.07
|  | Drywall | Material |  |  | Sheet | 23.66 | [14 empty] | 0.031 | 0
|  | Screws | Material |  |  | Pack | 27.89 | [14 empty] | 0.006 | 1
|  | Tape | Material |  |  | Roll | 6.6 | [14 empty] | 0.002 | 2
|  | Joint Compund | Material |  |  | Tub | 7.99 | [14 empty] | 0.02 | 3
Yes |  | Stucco with Metal Lath Galzanized | Material | Exterior | Wall Cover | sf | 1.34
|  | Bag of Stucco Base Coat | Material |  |  | Bag | 15 | [14 empty] | 0.05 | 0
|  | Metal Lath Galvanized | Material |  |  | each | 10.47 | [14 empty] | 0.056 | 1
Yes |  | Subfloor 1/2" Thickness | Material | Flooring | Subflooring | sf | 1.23
|  | Plywood | Material |  |  | sheet | 36.98 | [14 empty] | 0.031 | 0
|  | Nails | Material |  |  | Pack | 20.98 | [14 empty] | 0.004 | 1
Yes |  | Subfloor 3/4" Thickness | Material | Flooring | Subflooring | sf | 1.43
|  | Plywood | Material |  |  | sheet | 43.57 | [14 empty] | 0.031 | 0
|  | Nails | Material |  |  | Pack | 20.98 | [14 empty] | 0.004 | 1
Yes |  | Upper Floor Junctions @8'6" | Material | Framing | Wall Frame | Ea | 10.34
|  | Studs @8'6" | Material |  |  | Ea | 5.17 | [14 empty] | 2 | 0
Yes |  | Draft & Design Services Basic Package | Labor | Site Preparation & Planning | Design & Planning | Each | 0
|  | Architect Initial Meeting | Labor |  |  | Hour | 65 | [14 empty] | 1 | 0 | Labor
|  | Design Development | Labor |  |  | Hour | 65 | [14 empty] | 4 |  | Labor
|  | Schematic Design | Labor |  |  | Hour | 65 | [14 empty] | 4 |  | Labor
|  | Drafting | Labor |  |  | Hour | 65 | [14 empty] | 3 |  | Labor
|  | Survey | Labor |  |  | Hour | 65 | [14 empty] | 1.5 |  | Labor
|  | Schematic Design Review | Labor |  |  | Hour | 65 | [14 empty] | 1 |  | Labor
|  | Final Production | Labor |  |  | Hour | 65 | [14 empty] | 2 |  | Labor
Yes |  | Install plastic safety fencing, 4' tall, temporary | Material | Site Preparation & Planning | Site Prep | lf | 2.03
|  | Labor | Labor |  |  | Hour | 33 | [14 empty] | 0.01 | 0
|  | Plastic safety fencing, 4' tall, temporary | Material |  |  | lf | 40 | [14 empty] | 0.02 | 0
|  | 4' Metal Poles | Material |  |  | each | 4.5 | [14 empty] | 0.2 | 0
Yes |  | Install Ram Board Floor Protection | Material | Site Preparation & Planning | Site Prep | sf | 65.17
|  | Ram Board | Material |  |  | each | 58.98 |  | 0.5 | [12 empty] | 0.004 | 0
|  | Labor | Labor |  |  | Hour | 33 |  | 1 | [12 empty] | 0.005 | 0
|  | Masking Tape | Material |  |  | sf | 2.68 |  | 1 | [12 empty] | 0.008 | 0
Yes |  | Move average room contents out then reset contents of room | Material | Site Preparation & Planning | Site Prep | Each | 119
|  | Plastic Sheathing & Tape | Material |  |  | each | 20 | [14 empty] | 1 | 0
|  | Labor | Labor |  |  | Hour | 33 | [14 empty] | 3 | 0
Yes |  | Move refrigerator & range out then reset refrigerator & range | Material | Site Preparation & Planning | Site Prep | each | 49.5
|  | Labor to Move refrigerator & range out then reset refrigerator & range | Labor |  |  | Hour | 33 | [14 empty] | 1.5 | 0
Yes |  | Move washer & dryer out then reset washer & dryer | Material | Site Preparation & Planning | Site Prep | each | 49.5
|  | Labor to Move washer & dryer out then reset washer & dryer | Labor |  |  | Hour | 33 | [14 empty] | 1.5 | 0
Yes |  | Project Setup (# Expected Work Days) | Material | Site Preparation & Planning | Set Up | Hour | 38.04
|  | Setup Supplies | Material |  |  | Dollars | 2 | [14 empty] | 1 | 0
|  | Project Setup (# Expected Work Days) | Labor |  |  | Hour | 36.04 | [14 empty] | 1 | 0
Yes |  | Plastic Sheeting Cover | Material | Site Preparation & Planning | Site Prep | sf | 38.17
|  | Carpet Shield (24x200) | Material |  |  | Ea | 38 |  | 1 | [12 empty] | 0.003 | 0
|  | Labor | Labor |  |  | Hour | 33 | [14 empty] | 0.005 | 0
Yes |  | Setup/Take Down Scaffolding 10 ft x 30" wide x 12 ft high | Material | Site Preparation & Planning | Site Prep | ea | 99
|  | Labor | Labor |  |  | Hour | 33 | [14 empty] | 3 | 0
Yes |  | Setup/Take Down Scaffolding 10 ft x 30" wide x 18 ft high | Material | Site Preparation & Planning | Site Prep | ea | 165
|  | Labor | Labor |  |  | Hour | 33 | [14 empty] | 5 | 0
Yes |  | Setup/Take Down Scaffolding 10 ft x 30" wide x 6 ft high | Material | Site Preparation & Planning | Site Prep | ea | 33
|  | Labor | Labor |  |  | Hour | 33 | [14 empty] | 1 | 0
Yes |  | Setup/Take Down ZipWall System | Material | Site Preparation & Planning | Site Prep | lf | 55.72
|  | Zip System Wear & Tear | Material |  |  | Ea | 0.05 | [14 empty] | 1 | 0
|  | Labor | Labor |  |  | Hour | 33 |  | 1 | [12 empty] | 0.12 | 0
|  | Plastic Sheeting 3 Mil | Material |  |  | lf | 39.98 |  | 0.5 | [12 empty] | 0.01 | 0
|  | Masking Tape | Material |  |  | lf | 2.68 |  | 1 | [12 empty] | 0.02 | 0
Yes |  | Travel Charge (Google Maps Minutes x Work Days) | Material | Site Preparation & Planning | Travel | minute | 2.68
|  | ($4.75 Gallon / 30 minutes Gas x 2 Ways x 2 Drivers +10% Wear | Material |  |  | Minutes | 4.75 | [14 empty] | 0.146 | 0
|  | Labor | Labor |  |  | Hour | 33 | [14 empty] | 0.067 | 1
Yes |  | Structural Engineer Fees Small Job | Material | Site Preparation & Planning | Design & Planning | Hour | 100
|  | Structural Engineer fees | Labor |  |  | Hour | 100 | [14 empty] | 3 | 0
Yes |  | Architect fees | Labor | Site Preparation & Planning | Design & Planning | Hour | 65
|  | Architect fees | Labor |  |  | Hour | 65 | [14 empty] | 1 | 0
Yes |  | Demo Wood Paneling | Labor | Demolition | Walls | sf | 0.33
|  | GENERAL LABOR | Labor |  |  | Hour | 33 | [14 empty] | 0.01 | 0
Yes |  | Strip Entire Room Bath/Kitchen | Labor | Demolition | Room | sf | 5.74
|  | Labor | Labor |  |  | Hour | 33 | [14 empty] | 0.174 | 0
Yes |  | Strip Entire Room Bath/Kitchen | Labor | Demolition | Room | sf | 33
|  | Labor | Labor |  |  | Hour | 33 | [14 empty] | 1 | 0
Yes |  | Strip Entire Room Typ | Labor | Demolition | Room | sf | 4.29
|  | Labor | Labor |  |  | Hour | 33 | [14 empty] | 0.13 | 0
Yes |  | Strip Entire Room Typical | Labor | Demolition | Room | Each | 4.29
|  | Labor | Labor |  |  | Hour | 33 | [14 empty] | 0.13 | 0
Yes |  | Remove a Load Bearing Wall | Labor | Demolition | Walls | lf | 53.43
|  | Frame 2x6 wall @16OC 8' | Labor |  |  | lf | 20.42 | [14 empty] | 1 | 0
|  | Labor | Labor |  |  | Hour | 33 | [14 empty] | 1 | 0
Yes |  | Remove & Dispose All Existing Kitchen Soffiting | Labor | Demolition | Walls | lf | 16.5
|  | Labor | Labor |  |  | Hour | 33 | [14 empty] | 0.5 | 0
Yes |  | Remove & Dispose Iron Piping | Labor | Demolition | Pipe | lf | 0.66
|  | Labor | Labor |  |  | Hour | 33 | [14 empty] | 0.02 | 0
Yes |  | Remove 120v Outlet & Wiring | Labor | Demolition | Electric | each | 16.5
|  | Labor | Labor |  |  | Hour | 33 | [14 empty] | 0.25 | 0
Yes |  | Remove a Load Bearing Wall | Labor | Demolition | Walls | lf | 119.43
|  | Frame 2x6 wall @16OC 8' | Labor |  |  | lf | 20.43 | [14 empty] | 1 | 0
|  | Labor | Labor |  |  | Hour | 33 | [14 empty] | 3 | 0
Yes |  | Remove All Existing Carpeting & Dispose | Labor | Demolition | Flooring | sf | 0.66
|  | Labor | Labor |  |  | Hour | 33 | [14 empty] | 0.02 | 0
Yes |  | Remove Lighting Fixtures | Labor | Demolition | Electric | each | 8.25
|  | Remove Lighting Fixtures | Labor |  |  | Hour | 33 | [14 empty] | 0.25 | 0
Yes |  | Remove LVT Flooring | Labor | Demolition | Flooring | sf | 1.98
|  | Labor | Labor |  |  | Hour | 33 | [14 empty] | 0.06 | 0
Yes |  | Remove Baseboard Moulding to be Re-Installed | Labor | Demolition | Trim | lf | 0.99
|  | Labor | Labor |  |  | Hour | 33 | [14 empty] | 0.03 | 0
Yes |  | Remove Base Moulding | Labor | Demolition | Trim | lf | 0.79
|  | Labor | Labor |  |  | Hour | 33 | [14 empty] | 0.024 | 0
Yes |  | Remove bathroom exhaust fan | Labor | Demolition | Electric | Each | 33
|  | Labor | Labor |  |  | Hour | 33 | [14 empty] | 1 | 0
Yes |  | Remove Carpeting & Tack Strips | Labor | Demolition | Flooring | sf | 0.66
|  | Labor | Labor |  |  | Hour | 33 | [14 empty] | 0.02 | 0
Yes |  | Remove Ceiling Fan | Labor | Demolition | Electric | Each | 24.75
|  | Labor | Labor |  |  | Hour | 33 | [14 empty] | 0.75 | 0
Yes |  | Remove Ceiling Fixture | Labor | Demolition | Electric | each | 14.85
|  | Labor | Labor |  |  | Hour | 33 | [14 empty] | 0.45 | 0
Yes |  | Remove ceramic floor tile | Labor | Demolition | Flooring | sf | 1.65
|  | Labor | Labor |  |  | Hour | 33 | [14 empty] | 0.05 | 0
Yes |  | Remove ceramic wall tile | Labor | Demolition | Walls | sf | 1.65
|  | Labor | Labor |  |  | Hour | 33 | [14 empty] | 0.05 | 0
Yes |  | Remove Crown Moulding | Labor | Demolition | Trim | lf | 0.66
|  | Labor | Labor |  |  | Hour | 33 | [14 empty] | 0.02 | 0
Yes |  | Remove Electric Baseboard Heating Units | Labor | Demolition | Electric | lf | 8.91
|  | Labor | Labor |  |  | Hour | 33 | [14 empty] | 0.27 | 0
Yes |  | Remove Existing Garbage Disposal & Dispose | Labor | Demolition | Appliance | each | 33
|  | Labor | Labor |  |  | Hour | 33 | [14 empty] | 1 | 0
Yes |  | Remove gypsum drywall from wall | Labor | Demolition | Walls | sf | 0.5
|  | Labor | Labor |  |  | Hour | 33 | [14 empty] | 0.015 | 0
Yes |  | Remove Hot water Baseboard Heating Units | Labor | Demolition | HVAC | lf | 11.09
|  | Labor | Labor |  |  | Hour | 33 | [14 empty] | 0.336 | 0
Yes |  | Remove Insulation in Existing Ceiling | Labor | Demolition | Ceiling | sf | 0.26
|  | Labor | Labor |  |  | Hour | 33 | [14 empty] | 0.008 | 0
Yes |  | Remove Insulation in Existing Floor | Labor | Demolition | Flooring | sf | 0.23
|  | Labor | Labor |  |  | Hour | 33 | [14 empty] | 0.007 | 0
Yes |  | Remove Insulation in Existing Walls | Labor | Demolition | Walls | sf | 0.23
|  | Labor | Labor |  |  | Hour | 33 | [14 empty] | 0.007 | 0
Yes |  | Remove Interior Door | Labor | Demolition | Door | each | 33
|  | Labor | Labor |  |  | Hour | 33 | [14 empty] | 0.5 | 0
Yes |  | Remove Interior wall | Labor | Demolition | Walls | lf | 1.19
|  | Labor | Labor |  |  | Hour | 33 | [14 empty] | 0.036 | 0
Yes |  | Remove large vinyl window in frame wall, over 25 SF | Labor | Demolition | Window | each | 49.5
|  | Labor | Labor |  |  | Hour | 33 | [14 empty] | 1.5 | 0
Yes |  | Remove old pressure treated decking | Labor | Demolition | Decking | sf | 1.32
|  | Labor | Labor |  |  | Hour | 33 | [14 empty] | 0.04 | 0
Yes |  | Remove Recessed Fixture | Labor | Demolition | Electric | Each | 16.5
|  | Labor | Labor |  |  | Hour | 33 | [14 empty] | 0.5 | 0
Yes |  | Remove Shingles | Labor | Demolition | Roofing | sf | 1.32
|  | Labor | Labor |  |  | Hour | 33 | [14 empty] | 0.04 | 0
Yes |  | Remove single exterior steel door | Labor | Demolition | Door | each | 49.5
|  | Labor | Labor |  |  | Hour | 33 | [14 empty] | 1.5 | 0
Yes |  | Remove Single Switch & WIre | Labor | Demolition | Electric | Ea | 7.06
|  | Labor | Labor |  |  | Hour | 33 | [14 empty] | 0.214 | 0
Yes |  | Remove Small Kitchen Finishes & Cabinetry | Labor | Demolition | Room | Ea | 396
|  | Labor | Labor |  |  | Hour | 33 | [14 empty] | 12 | 0
Yes |  | Remove suspended ceiling, tiles & grid | Labor | Demolition | Ceiling | sf | 1.32
|  | Labor | Labor |  |  | Hour | 33 | [14 empty] | 0.04 | 0
Yes |  | Remove Toilet | Labor | Demolition | Plumbing | each | 49.5
|  | Labor | Labor |  |  | Hour | 33 | [14 empty] | 1.5 | 0
Yes |  | Remove Tub, Fiberglass or Acrylic | Labor | Demolition | Plumbing | each | 99
|  | Labor | Labor |  |  | Hour | 33 | [14 empty] | 3 | 0
Yes |  | Remove Vanity With Single Sink | Labor | Demolition | Plumbing | Each | 49.5
|  | Labor | Labor |  |  | Hour | 33 | [14 empty] | 1.5 | 0
Yes |  | remove vinyl siding | Labor | Demolition | Siding | sf | 0.86
|  | Labor | Labor |  |  | Hour | 33 | [14 empty] | 0.026 | 0
Yes |  | Remove wallpaper Small room | Labor | Demolition | Walls | each | 106
|  | Piranha Wall Paper Remover | Labor |  |  | Ea | 7 | [14 empty] | 1 | 0
|  | Labor | Labor |  |  | Hour | 33 | [14 empty] | 3 | 0
Yes |  | Remove Wooden Built-ins | Labor | Demolition | Walls | Ea | 132
|  | Labor | Labor |  |  | Hour | 33 | [14 empty] | 2 | 0
Yes |  | Small Bathroom Gut to Studs | Labor | Demolition | Room | each | 660
|  | Labor | Labor | Demolition |  | Hour | 33 | [14 empty] | 20 | 0
Yes |  | Remove Carpet On Stairs | Labor | Demolition | Flooring | sf | 10.28
| 001 | Labor | Labor | Demolition |  | Hour | 33 | [14 empty] | 0.31 | 0
Yes |  | Remove Drywall Small Quantity | Labor | Demolition | Walls | sf | 1.49
| 001 | Labor | Labor | Demolition |  | Hour | 33 | [14 empty] | 0.044 | 0
Yes |  | Remove Large Vanity | Labor | Demolition | Plumbing | Ea | 81
| 001 | Labor | Labor | Demolition |  | Hour | 33 | [14 empty] | 2.41 | 0
Yes |  | Remove Gutters | Labor | Demolition | Gutters | lf | 7.26
| 001 | Labor | Labor | Demolition |  | Hour | 33 | [14 empty] | 0.219 | 0
Yes |  | Excavate by Hand, Set, Pour Concrete, Finish, Install J Bolt & Plate, and Backfill for 10" Concrete Pier 48" Deep | Material | Foundation | Concrete | Ea | 342.25
|  | J bolt & Plate | Material |  |  | each | 21 | [14 empty] | 1 | 0
|  | Excavation Labor | Labor |  |  | Hour | 33 | [14 empty] | 5 | 0 | Labor
|  | 10" Sonotube Form | Material |  |  | each | 13.88 | [14 empty] | 1 | 0
|  | Backfill Labor | Labor |  |  | Hour | 33 | [14 empty] | 2 | 0 | Labor
|  | QUIKRETE ProFinish 5000 80-lb High Strength Concrete Mix | Material |  |  | each | 7 | [14 empty] | 5 | 0
|  | Foundation Labor | Labor |  |  | Hour | 33 | [14 empty] | 3 | 0 | Labor
Yes |  | Excavate by Hand, Set, Pour Concrete, Finish, Install J Bolt & Plate, and Backfill for 12" Concrete Pier 48" Deep | Material | Foundation | Concrete | Ea | 354.19
|  | 12" Sonotube Form | Material |  |  | each | 15.88 | [14 empty] | 1 | 0
|  | QUIKRETE ProFinish 5000 80-lb High Strength Concrete Mix | Material |  |  | each | 7 | [14 empty] | 7 | 0
|  | Excavation Labor | Labor |  |  | Hour | 33 | [14 empty] | 5 | 0 | Labor
|  | Backfill Labor | Labor |  |  | Hour | 33 | [14 empty] | 2 | 0 | Labor
|  | J bolt & Plate | Material |  |  | each | 21 | [14 empty] | 1 | 0
|  | Foundation Labor | Labor |  |  | Hour | 33 | [14 empty] | 3 | 0 | Labor
Yes |  | Concrete Pad 3'x4'x4" | Material | Foundation | Concrete | each | 73.51
|  | Lumber 2x4x16 | Material |  |  | Ea | 13.53 | [14 empty] | 1 | 0
|  | Concrete | Material |  |  | each | 6.18 | [14 empty] | 7 | 0
|  | gravel | Material |  |  | each | 4.18 | [14 empty] | 4 | 0
Yes |  | Concrete Footer w/ New Wood Forms 12" Deep 16" Wide | Material | Foundation | Concrete | lf | 53.23
|  | Concrete @ 3000 PSI | Material |  |  | Ea | 134 | [14 empty] | 0.05 | 0
|  | 1/2" Re-Bar Embedded | Material |  |  | lf | 0.66 |  | 10 | [12 empty] | 2 | 0
|  | 2A Aggregate | Material |  |  | Ton | 6.7 | [14 empty] | 0.021 | 0
|  | Labor to Build & Pull Forms | Material |  |  | Hour | 33 | [14 empty] | 0.5 | 0
|  | Labor to Pour & Finish Concrete | Material |  |  | Hour | 33 | [14 empty] | 0.25 | 0
|  | Forms (2x12) | Material |  |  | lf | 3.37 |  | 0 | [12 empty] | 2 | 0
|  | 4" Thin Walled PVC Perforated Drain Tile 10' | Material |  |  | Ea | 8.3 |  | 1 | [12 empty] | 0.11 | 0
Yes |  | Additional Material For All Junctions, Corners & Jambs In The New 2x4x8 Wall. | Material | Rough Framing | Walls | Ea | 27.78
|  | 2x4x8 Stud | Material |  |  | each | 6.78 | [14 empty] | 2 | 0
Yes |  | Additional Materials for all Junctions, Corners, and Jambs In New 2x4x10 Walls. | Material | Rough Framing | Walls | Ea | 17.96
|  | 2x4x10 stud | Material |  |  | each | 13 | [14 empty] | 2 | 0
Yes |  | Build a 2x12 Floor System 16"OC | Material | Rough Framing | Floor | sf | 7.895
|  | Fasteners | Material |  |  | ea | 111 | [14 empty] | 0.005 | 0
|  | 2x12 Lumber #2 or Better | Material |  |  | lf | 3.37 | [14 empty] | 1 | 0
|  | Labor | Labor |  |  | Hour | 33 | [14 empty] | 0.165 | 0
Yes |  | Build a 2x8 Floor System 16"OC | Material | Rough Framing | Floor | sf | 7.075
|  | Fasteners | Material |  |  | ea | 111 | [14 empty] | 0.005 | 0
|  | Labor | Labor |  |  | Hour | 28 | [14 empty] | 0.165 | 0
|  | 2x8 Lumber #2 or Better | Material |  |  | lf | 2.08 | [14 empty] | 1 | 0
Yes |  | Install 3/4" OSB T&G Subfloor w/ Construction Adhesive | Material | Rough Framing | Floor | sf | 146.58
|  | 3/4" T&G OSB | Material |  |  | each | 65.28 |  | 1 | [12 empty] | 0.033 | 0
|  | Labor | Labor |  |  | sf | 33 | [14 empty] | 0.04 | 0
|  | 28OZ Sub Floor Glue | Material |  |  | Each | 6.98 |  | 1 | [12 empty] | 0.01 | 0
|  | Sheathing Nails | Material |  |  | each | 73 |  | 1 | [12 empty] | 0.001 | 0
Yes |  | Build a PT 2x4 Framing Wall for Hardie Panel 24" Tall 24" OC | Material | Rough Framing | Walls | lf | 8.91
|  | PT Studs | Material |  |  | lf | 2.1 | [14 empty] | 0.6 | 0
|  | PT 2x4 Framing Top Plate | Material |  |  | lf | 1.05 | [14 empty] | 1 | 0
|  | Fasteners | Material |  |  | lf | 30 | [14 empty] | 0.009 | 0
|  | PT 2x4 Framing Bottom Plate | Material |  |  | lf | 1.05 | [14 empty] | 1 | 0
|  | Labor | Labor |  |  | Hour | 33 | [14 empty] | 0.16 | 0
Yes |  | Floor System Blocking & Bridging | Material | Rough Framing | Floor | lf | 5.935
|  | Fasteners | Material |  |  | ea | 111 | [14 empty] | 0.005 | 0
|  | Labor | Labor |  |  | Hour | 33 | [14 empty] | 0.095 | 0
|  | 2x12 Lumber #2 or Better | Material |  |  | lf | 3.37 | [14 empty] | 1 | 0
Yes |  | Frame 2x4 wall @16OC 10' | Material | Rough Framing | Walls | lf | 19.11
|  | Labor | Labor |  |  | Hour | 33 | [14 empty] | 0.293 | 0
|  | Bottom Plate | Material |  |  | lf | 0.9 | [14 empty] | 1 | 0
|  | Top Plate | Material |  |  | lf | 0.9 | [14 empty] | 1 | 0
|  | Studs | Material |  |  | each | 13 | [14 empty] | 0.75 | 0
|  | Blocking | Material |  |  | lf | 0.9 | [14 empty] | 1 | 0
Yes |  | Frame 2x4 wall @16OC 8' | Material | Rough Framing | Walls | lf | 20.91
|  | Labor | Labor |  |  | Hour | 33 | [14 empty] | 0.293 | 0
|  | Top Plate | Material |  |  | lf | 1.25 | [14 empty] | 1 | 0
| S248 | SPF 2X4-8 | Material |  |  | Ea | 6.78 | [14 empty] | 0.75 | 0
|  | Bottom Plate | Material |  |  | lf | 1.25 | [14 empty] | 1 | 0
|  | Blocking | Material |  |  | lf | 1.25 | [14 empty] | 1 | 0
Yes |  | Frame 2x6 wall @16OC 10' | Material | Rough Framing | Walls | lf | 22.5115
|  | Labor | Labor |  |  | Hour | 33 | [14 empty] | 0.283 | 0
|  | Blocking | Material |  |  | lf | 1.83 | [14 empty] | 1 | 0
|  | Top Plate | Material |  |  | lf | 1.83 | [14 empty] | 1 | 0
|  | Bottom Plate | Material |  |  | lf | 1.83 | [14 empty] | 1 | 0
|  | Studs | Material |  |  | each | 18.34 | [14 empty] | 0.75 | 0
Yes |  | Frame 2x6 wall @16OC 8' | Material | Rough Framing | Walls | lf | 20.4285
|  | Labor | Labor |  |  | Hour | 33 | [14 empty] | 0.282 | 0
|  | Bottom Plate | Material |  |  | lf | 1.7 | [14 empty] | 1 | 0
|  | Studs | Material |  |  | each | 13.62 | [14 empty] | 0.75 | 0
|  | Blocking | Material |  |  | lf | 1.7 | [14 empty] | 1 | 0
|  | Top Plate | Material |  |  | lf | 1.7 | [14 empty] | 1 | 0
Yes |  | Frame Rough-In Location of Custom Fireplace Per Specs Provided | Material | Fireplace | Framing | each | 398.25
|  | 2x4 studs | Material |  |  | each | 6.58 | [14 empty] | 15 | 0
|  | 1/2" Plywood | Material |  |  | each | 35.55 | [14 empty] | 1 | 0
|  | Labor | Labor |  |  | Hour | 33 | [14 empty] | 8 | 0
Yes |  | Install 1/2 Exterior Wall Sheathing & House Wrap | Material | Rough Framing | Walls | sf | 77.72
|  | Labor Sheathing | Material |  |  | hour | 33 | [14 empty] | 0.024 | 0
|  | 7/16-in x 4-ft x 8-ft OSB Sheathing | Material |  |  | each | 39.95 |  | 1 | [12 empty] | 0.032 | 0
|  | Tyvek House Wrap | Material |  |  | sf | 165 | [14 empty] | 0.001 | 0
|  | Labor House Wrap | Material |  |  | hour | 33 | [14 empty] | 0.01 | 0
|  | Sheathing Nails 2000ct case | Material |  |  | each | 36.48 |  | 1 | [12 empty] | 0.019 | 0
Yes |  | Install 1/2" OSB Roof Sheathing | Material | Roofing | Roof | sf | 2.98
|  | 1/2" OSB Sheathing | Material |  |  | each | 39.95 | [14 empty] | 0.031 | 0
|  | labor | Labor |  |  | sf | 33 | [14 empty] | 0.03 | 0
|  | Sheathing Nails 2000ct case | Material |  |  | sf | 36.48 | [14 empty] | 0.019 | 0
Yes |  | Install 2x10 Ceiling Framing 16"OC | Material | Rough Framing | Ceiling | sf | 3.688
|  | Labor | Labor |  |  | Hour | 33 | [14 empty] | 0.051 | 0
|  | 2x10 Joists | Material |  |  | lf | 2.83 | [14 empty] | 1 | 0
Yes |  | Install 2x10 Rafter Framing 16"OC | Material | Rough Framing | Roof | sf | 4.08
|  | Labor | Labor |  |  | Hour | 33 | [14 empty] | 0.065 | 0
|  | 2x10 Joists | Material |  |  | lf | 2.83 | [14 empty] | 1 | 0
Yes |  | Install 2x12 Ceiling Framing 16"OC | Material | Rough Framing | Ceiling | sf | 4.26
|  | joists 2x12 | Material |  |  | lf | 3.37 | [14 empty] | 1 | 0
|  | Labor | Labor |  |  | Hour | 33 | [14 empty] | 0.055 | 0
Yes |  | Install 2x12 Rafter Framing 16"OC | Material | Rough Framing | Roof | sf | 4.54
|  | joists 2x12 | Material |  |  | lf | 3.37 | [14 empty] | 1 | 0
|  | Labor | Labor |  |  | Hour | 33 | [14 empty] | 0.065 | 0
Yes |  | Install 2x6 Ceiling Framing 16"OC | Material | Rough Framing | Ceiling | sf | 2.65
|  | 2x6 Joists | Material |  |  | lf | 1.39 | [14 empty] | 1 | 0
|  | Labor | Labor |  |  | Hour | 33 | [14 empty] | 0.045 | 0
Yes |  | Install 2x6 Rafter Framing 16"OC | Material | Rough Framing | Roof | sf | 2.79
|  | 2x6 Joists | Material |  |  | lf | 1.83 | [14 empty] | 1 | 0
|  | Labor | Labor |  |  | Hour | 33 | [14 empty] | 0.05 | 0
Yes |  | Install 2x8 Ceiling Framing 16"OC | Material | Rough Framing | Ceiling | sf | 3.3
|  | 2x8 Joists | Material |  |  | lf | 2.08 | [14 empty] | 1 | 0
|  | Labor | Labor |  |  | Hour | 33 | [14 empty] | 0.05 | 0
Yes |  | Install 2x8 Rafter Framing 16"OC | Material | Rough Framing | Roof | sf | 3.3
|  | Labor | Labor |  |  | Hour | 33 | [14 empty] | 0.05 | 0
|  | 2x8 Joists | Material |  |  | lf | 2.08 | [14 empty] | 1 | 0
Yes |  | Install a Fake 2x6 Bulkhead | Material | Rough Framing | Ceiling | each | 153
|  | 2x6x14 | Material |  |  | each | 18 | [14 empty] | 4 | 0
|  | fasteners | Material |  |  | each | 15 | [14 empty] | 1 | 0
|  | Labor | Labor |  |  | Hour | 33 | [14 empty] | 2 | 0
Yes |  | Install Hurricane Straps | Material | Rough Framing | Ceiling | lf | 4.196
|  | Strap Nails | Material |  |  | each | 20 | [14 empty] | 0.017 | 0
|  | Hurricane Strap | Material |  |  | each | 0.58 | [14 empty] | 1 | 0
|  | Labor | Labor |  |  | hour | 33 | [14 empty] | 0.117 | 0
Yes |  | Install Lookout & Fly Rafters on Gable Ends | Material | Rough Framing | Roof | lf | 3.942
|  | 2x6 Fly Rafters | Material |  |  | lf | 1.39 | [14 empty] | 1 | 0
|  | Labor | Material |  |  | lf | 33 | [14 empty] | 0.059 | 0
|  | 2x4 Lookout framing | Material |  |  | lf | 0.9 | [14 empty] | 1 | 0
Yes |  | Install Sill Plate PT 2x4 Lumber, drilled and installed on foundation bolts 48"OC | Material | Rough Framing | Floor | lf | 3.06
|  | Labor | Labor |  |  | Hour | 33 | [14 empty] | 0.07 | 0
|  | 3.5" Foam Sill Sealer | Material |  |  | lf | 0.14 | [14 empty] | 1 | 0
|  | PT 2x4 Lumber #2 or Better | Material |  |  | lf | 0.96 | [14 empty] | 1 | 0
Yes |  | Install Sill Plate PT 2x6 Lumber, drilled and installed on foundation bolts 48"OC | Material | Rough Framing | Floor | lf | 3.62
|  | Labor | Labor |  |  | Hour | 33 | [14 empty] | 0.07 | 0
|  | 5.5" Foam Sill Sealer | Material |  |  | lf | 0.2 | [14 empty] | 1 | 0
|  | PT 2x6 Lumber #2 or Better | Material |  |  | lf | 1.46 | [14 empty] | 1 | 0
Yes |  | Junctions, Corners, Jambs 2x4x10 Wall | Material | Framing | Walls | Ea | 17.96
|  | 2x4x10 stud | Material |  |  | each | 13 | [14 empty] | 2 | 0
Yes |  | Junctions, Corners, Jambs 2x4x8 Wall | Material | Rough Framing | Walls | Ea | 19.98
|  | SPF 2X4-8 | Material |  |  | Ea | 7 | [14 empty] | 2 | 0
Yes |  | Junctions, Corners, Jambs 2x6x10 Wall | Material | Framing | Walls | Ea | 27.78
|  | 2x6x10 Stud | Material |  |  | each | 19 | [14 empty] | 2 | 0
Yes |  | Junctions, Corners, Jambs 2x6x8 Wall | Material | Framing | Walls | Ea | 22.3
|  | 2x6x8 Stud | Material |  |  | each | 14 | [14 empty] | 2 | 0
Yes |  | Roof Sheathing | Material | Rough Framing | Roof | sf | 1.3118
|  | labor | Labor |  |  | sf | 33 | [14 empty] | 0.02 | 0
|  | 1/2" OSB Sheathing | Material |  |  | each | 40 | [14 empty] | 0.031 | 0
Yes |  | Rough-In 8' Door Opening w/ 2x4 Lumber & Appropriate Header | Material | Rough Framing | Walls | each | 83.72
|  | 2x4x8 | Material |  |  | each | 6.79 | [14 empty] | 4 | 0
|  | labor | Labor |  |  | hour | 33 | [14 empty] | 0.53 | 0
|  | 2x12x8 | Material |  |  | each | 27.95 | [14 empty] | 2 | 0
Yes |  | Rough-In a 6' Door Opening w/ 2x4 Lumber & Appropriate Header | Material | Rough Framing | Walls | each | 73.7
|  | labor | Labor |  |  | hour | 33 | [14 empty] | 0.53 | 0
|  | 2x4x8 | Material |  |  | each | 6.79 | [14 empty] | 4 | 0
|  | 2x12x12 | Material |  |  | each | 40.43 | [14 empty] | 1 | 0
Yes |  | Rough-In a 3' Window Opening w/ 2x4 Lumber & Appropriate Header | Material | Rough Framing | Walls | each | 61.57
|  | 2x8x8 | Material |  |  | each | 14.81 | [14 empty] | 1 | 0
|  | 2x4x8 | Material |  |  | each | 6.79 | [14 empty] | 4 | 0
|  | labor | Labor |  |  | hour | 33 | [14 empty] | 0.73 | 0
Yes |  | Rough-In a 3' Window Opening w/ 2x6 Lumber & Appropriate Header | Material | Rough Framing | Walls | each | 94.61
|  | labor | Labor |  |  | hour | 33 | [14 empty] | 1 | 0
|  | 2x6x8 | Material |  |  | each | 13.62 | [14 empty] | 4 | 0
|  | 2x8x12 | Material |  |  | each | 22.01 | [14 empty] | 1 | 0
Yes |  | Rough-In a 4' Window Opening w/ 2x4 Lumber & Appropriate Header | Material | Rough Framing | Walls | each | 63.53
|  | labor | Labor |  |  | hour | 33 | [14 empty] | 0.8 | 0
|  | 2x8x8 | Material |  |  | each | 14.81 | [14 empty] | 1 | 0
|  | 2x4x8 | Material |  |  | each | 6.79 | [14 empty] | 4 | 0
Yes |  | Rough-In a 4' Window Opening w/ 2x6 Lumber & Appropriate Header | Material | Rough Framing | Walls | each | 116.39
|  | 2x12x16 | Material |  |  | each | 54 | [14 empty] | 1 | 0
|  | labor | Material |  |  | hour | 33 | [14 empty] | 1 | 0
|  | 2x6x8 | Material |  |  | each | 13.62 | [14 empty] | 4 | 0
Yes |  | Rough-In a 6' Door Opening w/ 2x6 Lumber & Appropriate Header | Material | Rough Framing | Walls | each | 124.52
|  | labor | Labor |  |  | hour | 33 | [14 empty] | 0.53 | 0
|  | 2x6x8 | Material |  |  | each | 13.62 | [14 empty] | 4 | 0
|  | 2x12x12 | Material |  |  | each | 40.43 | [14 empty] | 2 | 0
Yes |  | Rough-In a 6' Window Opening w/ 2x4 Lumber & Appropriate Header | Material | Rough Framing | Walls | each | 81.26
|  | labor | Labor |  |  | hour | 33 | [14 empty] | 0.8 | 0
|  | 2x4x8 | Material |  |  | each | 6.79 | [14 empty] | 4 | 0
|  | 2x12x12 | Material |  |  | each | 40.43 | [14 empty] | 1 | 0
Yes |  | Rough-In a 6' Window Opening w/ 2x6 Lumber & Appropriate Header | Material | Rough Framing | Walls | each | 137.68
|  | 2x12x16 | Material |  |  | each | 54 | [14 empty] | 1 | 0
|  | 2x12x8 | Material |  |  | each | 21.29 | [14 empty] | 1 | 0
|  | 2x6x8 | Material |  |  | each | 13.62 | [14 empty] | 4 | 0
|  | labor | Labor |  |  | hour | 33 | [14 empty] | 1 | 0
Yes |  | Rough-In a 8' Door Opening w/ 2x6 Lumber & Appropriate Header | Material | Rough Framing | Walls | each | 125.47
|  | labor | Labor |  |  | hour | 33 | [14 empty] | 0.53 | 0
|  | 2x6x8 | Material |  |  | each | 13.62 | [14 empty] | 4 | 0
|  | 2x12x8 | Material |  |  | each | 22.01 | [14 empty] | 3 | 0
Yes |  | Rough-In a Standard 3' Door Opening w/ 2x4 Lumber & Appropriate Header | Material | Rough Framing | Walls | each | 58.62
|  | labor | Labor |  |  | hour | 33 | [14 empty] | 0.53 | 0
|  | 2x4x8 | Material |  |  | each | 6.79 | [14 empty] | 4 | 0
|  | 2x8x8 | Material |  |  | each | 14.81 | [14 empty] | 1 | 0
Yes |  | Rough-In a Standard 3' Door Opening w/ 2x6 Lumber & Appropriate Header | Material | Rough Framing | Walls | each | 81.45
|  | labor | Labor |  |  | hour | 33 | [14 empty] | 0.53 | 0
|  | 2x8x12 | Material |  |  | each | 22.01 | [14 empty] | 1 | 0
|  | 2x6x8 | Material |  |  | each | 13.62 | [14 empty] | 4 | 0
Yes |  | Rough-In an Interior Door Opening w/ 2x4 Lumber & Appropriate Header | Material | Rough Framing | Walls | each | 55.97
|  | 2x8x8 | Material |  |  | each | 14.81 | [14 empty] | 1 | 0
|  | 2x4x8 | Material |  |  | each | 6.79 | [14 empty] | 4 | 0
|  | labor | Labor |  |  | hour | 33 | [14 empty] | 0.53 | 0
Yes |  | Install 30# felt asphalt underlayment | Material | Roofing |  | sf | 0.2228
|  | labor | Labor |  |  | hour | 33 | [14 empty] | 0.005 | 0
|  | 30# felt asphalt underlayment | Material |  |  | each | 16.55 | [14 empty] | 0.005 | 0
Yes |  | Install aluminum drip edge | Material | Roofing |  | lf | 1.729
|  | Aluminum Drip Edge 5.5" x 10' | Material |  |  | lf | 5.25 | [14 empty] | 0.1 | 0
|  | labor | Labor |  |  | Hour | 33 | [14 empty] | 0.043 | 0
Yes |  | Install Architectural Asphalt Shingles | Material | Roofing |  | sf | 2.402
|  | Labor | Labor |  |  | Hour | 28 | [14 empty] | 0.03 | 0
|  | Architectural Asphalt Shingles | Material |  |  | sf | 1.5 | [14 empty] | 1 | 0
|  | 1-14" Roofing Nails 7200 Count | Material |  |  | each | 61.98 | [14 empty] | 0.001 | 0
Yes |  | Install end wall & side wall flashing | Material | Roofing |  | lf | 2.8
|  | Labor | Labor |  |  | lf | 33 | [14 empty] | 0.1 | 0
Yes |  | Install end wall & side wall flashing | Material | Roofing |  | lf | 4.66
|  | Aluminum Flashing | Material |  |  | lf | 0.62 | [14 empty] | 3 | 0
|  | Labor | Labor |  |  | lf | 33 | [14 empty] | 0.1 | 0
Yes |  | Install ice and water shield | Material | Roofing |  | sf | 0.596
|  | Labor | Labor |  |  | hour | 33 | [14 empty] | 0.007 | 0
|  | Owens Corning Weatherlok ice and water shield 200sqft | Material |  |  | each | 80 | [14 empty] | 0.005 | 0
Yes |  | Build a 2x12 PT Floor System 16"OC w/ Single Rim | Material | Rough Framing | Exterior Framing | sf | 8.235
|  | PT 2x12 Lumber #2 or Better | Material |  |  | lf | 4.3 | [14 empty] | 1 | 0
|  | Galvanized Fasteners | Material |  |  | ea | 111 | [14 empty] | 0.005 | 0
|  | Labor | Labor |  |  | Hour | 33 | [14 empty] | 0.165 | 0
Yes |  | Build a 2x6 PT Floor System 16"OC w/ Single Rim | Material | Rough Framing | Exterior Framing | sf | 6.635
|  | Galvanized Fasteners | Material |  |  | ea | 111 | [14 empty] | 0.005 | 0
|  | PT 2x6 Lumber #2 or Better | Material |  |  | lf | 1.46 | [14 empty] | 1 | 0
|  | Labor | Labor |  |  | Hour | 33 | [14 empty] | 0.165 | 0
Yes |  | Build a 2x8 PT Floor System 16"OC w/ Single Rim | Material | Rough Framing | Exterior Framing | sf | 7.235
|  | PT 2x8 Lumber #2 or Better | Material |  |  | lf | 2.06 | [14 empty] | 1 | 0
|  | Galvanized Fasteners | Material |  |  | ea | 111 | [14 empty] | 0.005 | 0
|  | Labor | Labor |  |  | Hour | 33 | [14 empty] | 0.165 | 0
Yes |  | Build a PT 2x4 Framing Wall for Hardie Panel 24" Tall 24" OC | Material | Rough Framing | Exterior Framing | lf | 8.91
|  | PT Studs | Material |  |  | lf | 2.1 | [14 empty] | 0.6 | 0
|  | PT 2x4 Framing Top Plate | Material |  |  | lf | 1.05 | [14 empty] | 1 | 0
|  | Fasteners | Material |  |  | lf | 30 | [14 empty] | 0.009 | 0
|  | PT 2x4 Framing Bottom Plate | Material |  |  | lf | 1.05 | [14 empty] | 1 | 0
|  | Labor | Labor |  |  | Hour | 33 | [14 empty] | 0.16 | 0
Yes |  | Build a PT Double 2x10 Beam | Material | Rough Framing | Exterior Framing | lf | 9.64
|  | 3" Galvanized Fasteners | Material |  |  | lf | 0.06 | [14 empty] | 3 | 0
|  | PT Double 2x10 | Material |  |  | lf | 2.7 | [14 empty] | 2 | 0
|  | Labor to Install PT Double 2x8 | Labor |  |  | Hour | 33 | [14 empty] | 0.15 | 0
Yes |  | Build a PT Double 2x12 Beam | Material | Rough Framing | Exterior Framing | lf | 10.5
|  | Labor to Install PT Double 2x8 | Labor |  |  | Hour | 33 | [14 empty] | 0.15 | 0
|  | PT Double 2x12 | Material |  |  | lf | 4.3 | [14 empty] | 2 | 0
|  | 3" Galvanized Fasteners | Material |  |  | lf | 0.06 | [14 empty] | 3 | 0
Yes |  | Build a PT Double 2x6 Beam | Material | Rough Framing | Exterior Framing | lf | 7.6
|  | Labor to Install PT Double 2x6 | Labor |  |  | Hour | 33 | [14 empty] | 0.16 | 0
|  | PT Double 2x6 | Material |  |  | lf | 1.46 | [14 empty] | 2 | 0
|  | 3" Galvanized Fasteners | Material |  |  | lf | 0.06 | [14 empty] | 3 | 0
Yes |  | Build a PT Double 2x8 Beam | Material | Rough Framing | Exterior Framing | lf | 8.78
|  | Labor to Install PT Double 2x8 | Labor |  |  | Hour | 33 | [14 empty] | 0.16 | 0
|  | 3" Galvanized Fasteners | Material |  |  | lf | 0.06 | [14 empty] | 3 | 0
|  | PT Double 2x8 | Material |  |  | lf | 2.06 | [14 empty] | 2 | 0
Yes |  | Build a PT Triple 2x10 Beam | Material | Rough Framing | Exterior Framing | lf | 12.27
|  | Labor to Install PT Double 2x8 | Labor |  |  | Hour | 33 | [14 empty] | 0.15 | 0
|  | PT Double 2x10 | Material |  |  | lf | 2.7 | [14 empty] | 3 | 0
|  | 3" Galvanized Fasteners | Material |  |  | lf | 0.06 | [14 empty] | 3 | 0
Yes |  | Build a PT Triple 2x12 Beam | Material | Rough Framing | Exterior Framing | lf | 13.56
|  | Labor to Install PT Double 2x8 | Labor |  |  | Hour | 33 | [14 empty] | 0.15 | 0
|  | PT Double 2x12 | Material |  |  | lf | 4.3 | [14 empty] | 3 | 0
|  | 3" Galvanized Fasteners | Material |  |  | lf | 0.06 | [14 empty] | 3 | 0
Yes |  | Build a PT Triple 2x6 Beam | Material | Rough Framing | Exterior Framing | lf | 8.79
|  | Labor to Install PT Triple 2x8 | Labor |  |  | Hour | 33 | [14 empty] | 0.15 | 0
|  | 3" Galvanized Fasteners | Material |  |  | lf | 0.06 | [14 empty] | 3 | 0
|  | PT Double 2x6 | Material |  |  | lf | 1.46 | [14 empty] | 3 | 0
Yes |  | Build a PT Triple 2x8 Beam | Material | Rough Framing | Exterior Framing | lf | 10.56
|  | 3" Galvanized Fasteners | Material |  |  | lf | 0.06 | [14 empty] | 3 | 0
|  | Labor to Install PT Double 2x8 | Labor |  |  | Hour | 33 | [14 empty] | 0.15 | 0
|  | PT Double 2x8 | Material |  |  | lf | 2.06 | [14 empty] | 3 | 0
Yes |  | Build a 2x10x1 PT Floor System 16"OC w/ Single Rim | Material | Rough Framing | Exterior Framing | sf | 7.805
|  | Labor | Labor |  |  | Hour | 33 | [14 empty] | 0.165 | 0
|  | Galvanized Fasteners | Material |  |  | ea | 111 | [14 empty] | 0.005 | 0
|  | PT 2x10 Lumber #2 or Better Souther Pine | Material |  |  | lf | 2.7 | [14 empty] | 1 | 0
Yes |  | Exterior PT Stairs 4ft wide w/ Railing, Balusters, Posts, 1x8 Risers & 2x6 Treads | Material | Rough Framing | Exterior Framing | each | 1358.65
|  | PT 1x8x8 | Material |  |  | each | 17.18 | [14 empty] | 10 | 0
|  | PT 2x8x10 | Material |  |  | each | 17 | [14 empty] | 1 | 0
|  | PT 4x4x10 | Material |  |  | each | 26 | [14 empty] | 2 | 0
|  | PT 2x6x8 | Material |  |  | each | 11 | [14 empty] | 14 | 0
|  | 42" Balusters | Material |  |  | each | 2.37 | [14 empty] | 80 | 0
|  | Ledger Loks | Material |  |  | each | 42.25 | [14 empty] | 1 | 0
|  | PT 2x12x16 | Material |  |  | each | 72 | [14 empty] | 4 | 0
|  | Labor | Material |  |  | Hour | 33 | [14 empty] | 12 | 0
|  | PT 4x4x8 | Material |  |  | each | 18 | [14 empty] | 1 | 0
|  | 3" Deck Screws | Material |  |  | each | 30 | [14 empty] | 1 | 0
Yes |  | 2" Single Vent Stack Labor & Materials | Material | Rough Plumbing | DWV | each | 393.5
|  | Labor | Labor |  |  | Hour | 33 | [14 empty] | 9.5 | 0
|  | General Plumbing Materials | Material |  |  | each | 80 | [14 empty] | 1 | 0
Yes |  | Install New Tub/Shower | Material | Rough Plumbing | Tub | each | 1580
|  | Bath Tub Surround (Average) | Material |  |  | each | 500 | [14 empty] | 0 | 0
|  | Bath Tub (Average) | Material |  |  | each | 700 | [14 empty] | 1 | 0
|  | Tub/shower hardware allowance | Material |  |  | each | 250 | [14 empty] | 1 | 0
|  | Fittings Allowance For Tub/Shower | Material |  |  | each | 100 | [14 empty] | 1 | 0
|  | Labor | Labor |  |  | Hour | 33 | [14 empty] | 10 | 0
Yes |  | Labor install mixing valve & drain | Labor | Rough Plumbing | Tub | Total | 330
|  | Labor Install Mixing Valve & drain assembly | Labor |  |  | Hour | 33 | [14 empty] | 10 | 0
Yes |  | Labor install tub unit and surround | Labor | Rough Plumbing | Tub | Total | 231
|  | Labor install tub unit and surround | Labor |  |  | Hour | 33 | [14 empty] | 7 | 0
Yes |  | Install 2" PVC DWV Pipe with appropriate couplings, straps, & fittings | Material | Rough Plumbing |  | lf | 9.1
|  | Plumbing Materials | Material |  |  | lf | 2.5 | [14 empty] | 1 | 0
|  | Labor | Labor |  |  | Hour | 33 | [14 empty] | 0.2 | 0
Yes |  | Install 3" PVC DWV Pipe with appropriate couplings, straps, & fittings | Material | Rough Plumbing | DWV | lf | 105.8
|  | Plumbing Materials | Material |  |  | lf | 6.8 | [14 empty] | 1 | 0
|  | Labor | Labor |  |  | Hour | 33 | [14 empty] | 0.31 | 0
Yes |  | Install a 3/4" Supply line | Material | Rough Plumbing | Supply Line | lf | 8.25
|  | Labor | Labor |  |  | Hour | 33 | [14 empty] | 0.25 | 0
Yes |  | Install a 30 Gallon Gas Fired Hot Water Heater w/ Flue & Supply Connections | Material | Rough Plumbing | Water Heater | each | 1293.5
|  | 30 Gallon Gas Hot Water Heater | Material |  |  | each | 500 | [14 empty] | 1 | 0
|  | Labor Hot Water Heater | Labor |  |  | Hour | 33 | [14 empty] | 9.6 | 0
|  | Exhaust Materials | Material |  |  | each | 65 | [14 empty] | 1 | 0
|  | Gas & Water Line Materials | Material |  |  | each | 165 | [14 empty] | 1 | 0
Yes |  | Install a 40 Gallon Gas Fired Hot Water Heater w/ Flue & Supply Connections | Material | Rough Plumbing | Water Heater | each | 1493.5
|  | Flue Materials | Material |  |  | each | 65.5 | [14 empty] | 1 | 0
|  | Gas & Water Line Materials | Material |  |  | each | 165 | [14 empty] | 3 | 0
|  | 40 Gallon Gas Hot Water Heater | Material |  |  | each | 700 | [14 empty] | 1 | 0
|  | Labor Hot Water Heater | Labor |  |  | Hour | 33 | [14 empty] | 9.6 | 0
Yes |  | Install Dryer Vent | Material | Rough Plumbing | Dryer | each | 121.99
|  | Dryer vent Duct | Material |  |  | each | 20 | [14 empty] | 1 | 0
|  | DRYER VENT KIT 4" WHT | Material |  |  | each | 9.59 | [14 empty] | 1 | 0
|  | Labor | Labor |  |  | Hour | 33 | [14 empty] | 2.8 | 0
Yes |  | Labor & Materials to Install supply line to a plumbing fixture | Material | Rough Plumbing | Suppy Line | each | 264.56
|  | General Materials | Material |  |  | each | 56 | [14 empty] | 1 | 0
|  | Labor | Labor |  |  | Hour | 33 | [14 empty] | 6.32 | 0
Yes |  | Remodel existing sink to accomadate a new double vanity Includes water supply and drain assemblies | Material | Rough Plumbing | Sink | each | 409.58
|  | PVC 1-1/2 Trap Adapter | Material |  |  | each | 4 | [14 empty] | 2 | 0
|  | PVC Pipe 2-in x 2-in dia x 2-ft L 280PSI | Material |  |  | lf | 2.54 | [14 empty] | 1 | 0
|  | Labor | Labor |  |  | Hour | 33 | [14 empty] | 9 | 0
|  | stub out 1/2 copper to pex supply fitting | Material |  |  | each | 5.01 | [14 empty] | 4 | 0
|  | PVC drain fittings | Material |  |  | each | 7 | [14 empty] | 6 | 0
|  | Pex Fittings | Material |  |  | each | 40 | [14 empty] | 1 | 0
Yes |  | Rough-in Shower Includes water supply lines, valves, drain, vent, and all hangers and couplings | Material | Rough Plumbing | Shower | each | 821
|  | Materials | Material |  |  | each | 425 | [14 empty] | 1 | 0
|  | Labor | Labor |  |  | each | 33 | [14 empty] | 12 | 0
Yes |  | Rough-in Sink Includes water supplies, valves, drain, vent, and all hangers and couplings | Material | Rough Plumbing | Sink | each | 630
|  | Labor | Labor |  |  | Hour | 33 | [14 empty] | 10 | 0
|  | Materials | Material |  |  | each | 300 | [14 empty] | 1 | 0
Yes |  | Rough-in Toilet Includes water supply, valves, drain, vent, and all hangers and couplings | Material | Rough Plumbing | Toilet | each | 464
|  | Labor | Labor |  |  | Hour | 33 | [14 empty] | 8 | 0
|  | Materials | Material |  |  | each | 200 | [14 empty] | 1 | 0
Yes |  | Install four rough ins, wall switch box and plate, and all wiring needed In One Room Ceiling | Material | Rough Electrical | Lighting | each | 436
|  | Labor | Labor |  |  | Hour | 33 | [14 empty] | 12 | 0
|  | Electrical Materials | Material |  |  | each | 40 | [14 empty] | 1 | 0
Yes |  | Install One Outlet With Box, Wiring, And Staples. | Material | Rough Electrical | Outlets | each | 62.6
|  | 12-2 wire, staples, outlet box | Material |  |  | each | 9.8 | [14 empty] | 1 | 0
|  | Labor | Labor |  |  | Hour | 33 | [14 empty] | 1.6 | 0
Yes |  | Install one outlet Outlet Location with box, wiring, and staples and Homerun 30FT Remodel | Material | Rough Electrical | Outlets | each | 177
|  | 12-2 wire, staples, outlet box | Material |  |  | each | 26 | [14 empty] | 3 | 0
|  | Square D QO 20-Amp 1-Pole Standard Trip Circuit Breaker | Material |  |  | each | 12 | [14 empty] | 1
|  | Labor | Labor |  |  | hour | 33 | [14 empty] | 3 | 0
Yes |  | Install one 220 Location with box, wiring, and staples for a 30-amp 3 wire dryer outlet | Material | Rough Electrical | Dryer | each | 225.6
|  | 2 Gang Metal J-Box & Romex Connector | Material |  |  | each | 4 | [14 empty] | 1
|  | 10-3 wire 25ft | Material |  |  | each | 100 | [14 empty] | 1 | 0
|  | Labor | Labor |  |  | hour | 33 | [14 empty] | 3.2 | 0
|  | Square D QO 30-Amp 2-Pole Standard Trip Circuit Breaker | Material |  |  | each | 30 | [14 empty] | 1
Yes |  | Install One HomeRun | Material | Rough Electrical | Circuit | each | 199
|  | Wire, Staples, Drill Bts | Material |  |  | each | 100 | [14 empty] | 1 | 0
|  | Labor | Labor |  |  | Hour | 33 | [14 empty] | 3 | 0
Yes |  | Intall 1 new Light Location in an 8ft Ceiling | Material | Rough Electrical | Lighting | each | 66.31
|  | Southwire Romex SIMpull 250-ft 12/2 Solid Non-Metallic Wire (By-the-Roll) | Material |  |  | each | 152.64 | [14 empty] | 0.08 | 0
|  | Round 1-Gang Gray Polycarbonate New Work/Old Work Standard Round Ceiling Electrical Box | Material |  |  | each | 4.6 | [14 empty] | 1 | 0
|  | Labor | Labor |  |  | Hour | 33 | [14 empty] | 1.5 | 0
Yes |  | Install one new wall switch box and wiring to Rough In Light Location | Material | Rough Electrical | Lighting | each | 56.6
|  | Electrical Materials | Material |  |  | each | 17 | [14 empty] | 1 | 0
|  | Labor | Labor |  |  | Hour | 33 | [14 empty] | 1.2 | 0
Yes |  | Install One Bathroom Light/Fan Exhaust, Appropriate Ductwork, & Wall Switch Economy | Material | Rough Electrical | Exhaust Fan | each | 234
|  | light/fan & wall switch supplies | Material |  |  | each | 17 | [14 empty] | 1 | 0
|  | Labor | Labor |  |  | Hour | 33 | [14 empty] | 4 | 0
|  | 4" Exhaust Fan Ductwork Supplies | Material |  |  | each | 20 | [14 empty] | 1 | 0
|  | Broan 3.5-Sone 70-CFM White Bathroom Fan | Material |  |  | each | 65 | [14 empty] | 1 | 0
Yes |  | Install one ceiling box, wall switch box and plate, and all wiring needed REMODEL | Material | Rough Electrical | Lighting | each | 116
|  | Electrical Materials | Material |  |  | each | 17 | [14 empty] | 1 | 0
|  | Labor | Labor |  |  | Hour | 33 | [14 empty] | 4 | 0
Yes |  | Install one new exterior light locaton with a round box, switch, and all necessary wiring above the new door location | Material | Rough Electrical | Lighting | each | 156
|  | Labor | Labor |  |  | Hour | 33 | [14 empty] | 3 | 0
|  | 12-2 wire | Material |  |  | each | 40 | [14 empty] | 1 | 0
|  | Round 1-Gang Gray Polycarbonate New Work/Old Work Standard Round Ceiling Electrical Box | Material |  |  | each | 17 | [14 empty] | 1 | 0
|  | CANTEX EZ BOX 1-Gang Gray PVC New Work Standard Switch/Outlet Wall Electrical Box | Material |  |  | each | 2 | [14 empty] | 1
Yes |  | Labor and Supplies for one rough in for one ceiling recessed light | Material | Rough Electrical | Lighting | each | 64.76
|  | Labor to install recessed fixture | Labor |  |  | Hour | 33 | [14 empty] | 1.5 | 0
|  | Southwire Romex SIMpull 250-ft 12/2 Solid Non-Metallic Wire (By-the-Roll) | Material |  |  | each | 152.64 | [14 empty] | 0.1 | 0
Yes |  | Rough-In Electrical For New Pendant Lights | Material | Rough Electrical | Ligthing | each | 59.5
|  | Labor | Labor |  |  | Hour | 33 | [14 empty] | 1.5 | 0
|  | 14-2 Wire, Electrical Boxes | Material |  |  | each | 10 | [14 empty] | 1 | 0
Yes |  | Rough-In wiring | Material | Rough Electrical | Rough Wiring | sf | 4.22
|  | Wire, boxes, staples etc for Rough-In | Material |  |  | sf | 1.55 | [14 empty] | 1 | 0
|  | Labor | Labor |  |  | Hour | 33 | [14 empty] | 0.081 | 0
Yes |  | 3x3 Shower | Material | Shower |  | Ea | 6083.46
|  | Power Grout 10LB | Material |  |  | Ea | 31.82 | [14 empty] | 1 | 0
|  | WEDI 3X5 BOARDS | Material |  |  | Ea | 42.75 | [14 empty] | 7 | 0
|  | WEDI 16X22 NICHE W/ ADJUSTABLE SHELF | Material |  |  | Ea | 75.46 | [14 empty] | 1 | 0
|  | Fixture Allowance | Material |  |  | Ea | 200 | [14 empty] | 1 | 0
|  | WEDI WASHERS & Screws | Material |  |  | Ea | 23.4 | [14 empty] | 2 | 0
|  | Labor | Labor |  |  | Hour | 33 | [14 empty] | 100 | 0
|  | Wall Tile Allowance | Material |  |  | Ea | 10 | [14 empty] | 94.5 | 0
|  | WEDI CAULK 20 OZ Sausage Tube | Material |  |  | Ea | 28.8 | [14 empty] | 4 | 0
|  | 4X36 WHITE SADDLE Shelf | Material |  |  | Ea | 21.43 | [14 empty] | 1 | 0
|  | 6x72 Marble Sill | Material |  |  | lf | 24 | [14 empty] | 3 | 0
|  | Drain & Supply Line Fittings Allowance For Shower | Material |  |  | Ea | 100 | [14 empty] | 1 | 0
|  | Rough-in Materials (shims 2x6 fasteners subfloor) | Material |  |  | Ea | 250 | [14 empty] | 1 | 0
|  | Floor Tile Allowance | Material |  |  | Ea | 10 | [14 empty] | 11 | 0
|  | WEDI 3X3 SHOWER PAN WITH DRAIN | Material |  |  | Ea | 352.49 | [14 empty] | 1 | 0
|  | ULTIMATE 6 PLUS 40#W | Material |  |  | Ea | 54.67 | [14 empty] | 3 | 0
Yes |  | 3x4 Tile shower with drain, fixture, niche, threshold | Material | Shower |  | Ea | 6846.11
|  | Power Grout 10LB | Material |  |  | Ea | 31.82 | [14 empty] | 1 | 0
|  | 6x72 Marble Sill | Material |  |  | lf | 24 | [14 empty] | 4 | 0
|  | ULTIMATE 6 PLUS 40#W | Material |  |  | Ea | 54.67 | [14 empty] | 3 | 0
|  | WEDI 3X4 SHOWER PAN WITH DRAIN | Material |  |  | Ea | 550.93 | [14 empty] | 1 | 0
|  | Fittings Allowance For Tub/Shower | Material |  |  | Ea | 100 | [14 empty] | 1 | 0
|  | Floor Tile Allowance | Material |  |  | Ea | 10 | [14 empty] | 13 | 0
|  | WEDI 3X5 BOARDS | Material |  |  | Ea | 42.75 | [14 empty] | 8 | 0
|  | Fixture Allowance | Material |  |  | Ea | 200 | [14 empty] | 1 | 0
|  | WEDI CAULK 20 OZ Sausage Tube | Material |  |  | Ea | 28.8 | [14 empty] | 4 | 0
|  | Wall Tile Allowance | Material |  |  | Ea | 10 | [14 empty] | 102 | 0
|  | WEDI WASHERS & Screws | Material |  |  | Ea | 23.4 | [14 empty] | 2 | 0
|  | Labor | Labor |  |  | Hour | 33 | [14 empty] | 105 | 0
|  | Rough-in Tub/Shower | Material |  |  | Ea | 250 | [14 empty] | 1 | 0
| WNIC074315401 | WEDI 16X22 NICHE W/ ADJUSTABLE SHELF | Material |  |  | Ea | 75.46 | [14 empty] | 1 | 11
| MRBL4X36 | 4X36 WHITE SADDLE MA | Material |  |  | Ea | 21.43 | [14 empty] | 1 | 12
Yes |  | 3x5 Shower | Material | Shower |  | Ea | 6568.28
|  | Fittings Allowance For Tub/Shower | Material |  |  | Ea | 100 | [14 empty] | 1 | 0
|  | Rough-in Tub/Shower | Material |  |  | Ea | 250 | [14 empty] | 1 | 0
|  | Fixture Allowance | Material |  |  | Ea | 200 | [14 empty] | 1 | 0
|  | Labor | Labor |  |  | Hour | 33 | [14 empty] | 110 | 0
|  | WEDI 3X5 SHOWER PAN WITH DRAIN | Material |  |  | Ea | 479.87 | [14 empty] | 1 | 0
|  | Power Grout 10LB | Material |  |  | Ea | 31.82 | [14 empty] | 1.5 | 0
|  | Wall Tile Allowance | Material |  |  | Ea | 10 | [14 empty] | 114 | 0
|  | Floor Tile Allowance | Material |  |  | Ea | 10 | [14 empty] | 16 | 0
|  | ULTIMATE 6 PLUS 40#W | Material |  |  | Ea | 54.67 | [14 empty] | 4 | 0
|  | WEDI 3X5 BOARDS | Material |  |  | Ea | 42.75 | [14 empty] | 8 | 0
Yes |  | 3x6 Shower | Material | Shower |  | Ea | 6999.5
|  | Labor | Labor |  |  | Hour | 33 | [14 empty] | 115 | 0
|  | Wall Tile Allowance | Material |  |  | Ea | 10 | [14 empty] | 126 | 0
|  | Floor Tile Allowance | Material |  |  | Ea | 10 | [14 empty] | 19 | 0
|  | Rough-in Tub/Shower | Material |  |  | Ea | 250 | [14 empty] | 1 | 0
|  | Power Grout 10LB | Material |  |  | Ea | 31.82 | [14 empty] | 1.5 | 0
|  | ULTIMATE 6 PLUS 40#W | Material |  |  | Ea | 54.67 | [14 empty] | 4 | 0
|  | WEDI 3X6 SHOWER PAN WITH DRAIN | Material |  |  | Ea | 510.59 | [14 empty] | 1 | 0
|  | Fittings Allowance For Tub/Shower | Material |  |  | Ea | 100 | [14 empty] | 1 | 0
|  | WEDI 3X5 BOARDS | Material |  |  | Ea | 42.75 | [14 empty] | 10 | 0
|  | Fixture Allowance | Material |  |  | Ea | 200 | [14 empty] | 1 | 0
Yes |  | 4X4 Shower | Material | Shower |  | Ea | 7145.2
|  | Power Grout 10LB | Material |  |  | Ea | 31.82 | [14 empty] | 1.5 | 0
|  | Floor Tile Allowance | Material |  |  | Ea | 10 | [14 empty] | 17 | 0
|  | WEDI 4X4 SHOWER PAN WITH DRAIN | Material |  |  | Ea | 488.54 | [14 empty] | 1 | 0
|  | ULTIMATE 6 PLUS 40#W | Material |  |  | Ea | 54.67 | [14 empty] | 4 | 0
|  | Labor | Labor |  |  | Hour | 33 | [14 empty] | 120 | 0
|  | Fittings Allowance For Tub/Shower | Material |  |  | Ea | 100 | [14 empty] | 1 | 0
|  | WEDI 3X5 BOARDS | Material |  |  | Ea | 42.75 | [14 empty] | 11 | 0
|  | Wall Tile Allowance | Material |  |  | Ea | 10 | [14 empty] | 124 | 0
|  | Fixture Allowance | Material |  |  | Ea | 200 | [14 empty] | 1 | 0
|  | Rough-in Tub/Shower | Material |  |  | Ea | 250 | [14 empty] | 1 | 0
Yes |  | 4x5 Shower | Material | Shower |  | Ea | 7627.54
|  | ULTIMATE 6 PLUS 40#W | Material |  |  | Ea | 54.67 | [14 empty] | 4 | 0
|  | Fixture Allowance | Material |  |  | Ea | 200 | [14 empty] | 1 | 0
|  | Rough-in Tub/Shower | Material |  |  | Ea | 250 | [14 empty] | 1 | 0
|  | Fittings Allowance For Tub/Shower | Material |  |  | Ea | 100 | [14 empty] | 1 | 0
|  | Labor | Labor |  |  | Hour | 33 | [14 empty] | 125 | 0
|  | Power Grout 10LB | Material |  |  | Ea | 31.82 | [14 empty] | 1.5 | 0
|  | WEDI 3X5 BOARDS | Material |  |  | Ea | 42.75 | [14 empty] | 11 | 0
|  | Wall Tile Allowance | Material |  |  | Ea | 10 | [14 empty] | 137 | 0
|  | WEDI 4X5 SHOWER PAN WITH DRAIN | Material |  |  | Ea | 635.88 | [14 empty] | 1 | 0
|  | Floor Tile Allowance | Material |  |  | Ea | 10 | [14 empty] | 21 | 0
Yes |  | 4x6 Shower | Material | Shower |  | Ea | 8192.48
|  | Fixture Allowance | Material |  |  | Ea | 200 | [14 empty] | 1 | 0
|  | WEDI 3X5 BOARDS | Material |  |  | Ea | 42.75 | [14 empty] | 12 | 0
|  | Rough-in Tub/Shower | Material |  |  | Ea | 250 | [14 empty] | 1 | 0
|  | ULTIMATE 6 PLUS 40#W | Material |  |  | Ea | 54.67 | [14 empty] | 5 | 0
|  | WEDI 4X6 SHOWER PAN WITH DRAIN | Material |  |  | Ea | 752.49 | [14 empty] | 1 | 0
|  | Wall Tile Allowance | Material |  |  | Ea | 10 | [14 empty] | 150 | 0
|  | Labor | Labor |  |  | Hour | 33 | [14 empty] | 130 | 0
|  | Power Grout 10LB | Material |  |  | Ea | 31.82 | [14 empty] | 2 | 0
|  | Fittings Allowance For Tub/Shower | Material |  |  | Ea | 100 | [14 empty] | 1 | 0
|  | Floor Tile Allowance | Material |  |  | Ea | 10 | [14 empty] | 25 | 0
Yes |  | 4x7 Shower | Material | Shower |  | Ea | 8817.53
|  | Fittings Allowance For Tub/Shower | Material |  |  | Ea | 100 | [14 empty] | 1 | 0
|  | Wall Tile Allowance | Material |  |  | Ea | 10 | [14 empty] | 163 | 0
|  | WEDI 4X7 SHOWER PAN WITH DRAIN | Material |  |  | Ea | 989.79 | [14 empty] | 1 | 0
|  | Rough-in Tub/Shower | Material |  |  | Ea | 250 | [14 empty] | 1 | 0
|  | Labor | Labor |  |  | Hour | 33 | [14 empty] | 135 | 0
|  | ULTIMATE 6 PLUS 40#W | Material |  |  | Ea | 54.67 | [14 empty] | 5 | 0
|  | Fixture Allowance | Material |  |  | Ea | 200 | [14 empty] | 1 | 0
|  | WEDI 3X5 BOARDS | Material |  |  | Ea | 42.75 | [14 empty] | 13 | 0
|  | Power Grout 10LB | Material |  |  | Ea | 31.82 | [14 empty] | 2 | 0
|  | Floor Tile Allowance | Material |  |  | Ea | 10 | [14 empty] | 30 | 0
Yes |  | 5x5 Shower | Material | Shower |  | Ea | 8718.13
|  | Power Grout 10LB | Material |  |  | Ea | 31.82 | [14 empty] | 2 | 0
|  | Fittings Allowance For Tub/Shower | Material |  |  | Ea | 100 | [14 empty] | 1 | 0
|  | WEDI 5X5 SHOWER PAN PAN WITH DRAIN | Material |  |  | Ea | 870.89 | [14 empty] | 1 | 0
|  | Floor Tile Allowance | Material |  |  | Ea | 10 | [14 empty] | 27 | 0
|  | Labor | Labor |  |  | Hour | 33 | [14 empty] | 140 | 0
|  | Fixture Allowance | Material |  |  | Ea | 200 | [14 empty] | 1 | 0
|  | Rough-in Tub/Shower | Material |  |  | Ea | 250 | [14 empty] | 1 | 0
|  | ULTIMATE 6 PLUS 40#W | Material |  |  | Ea | 54.67 | [14 empty] | 5 | 0
|  | WEDI 3X5 BOARDS | Material |  |  | Ea | 42.75 | [14 empty] | 11 | 0
|  | Wall Tile Allowance | Material |  |  | Ea | 10 | [14 empty] | 160 | 0
Yes |  | 5x6 Shower | Material | Shower |  | Ea | 9286.56
|  | Fittings Allowance For Tub/Shower | Material |  |  | Ea | 100 | [14 empty] | 1 | 0
|  | Floor Tile Allowance | Material |  |  | Ea | 10 | [14 empty] | 33 | 0
|  | WEDI 3X5 BOARDS | Material |  |  | Ea | 42.75 | [14 empty] | 12 | 0
|  | Wall Tile Allowance | Material |  |  | Ea | 10 | [14 empty] | 174 | 0
|  | Rough-in Tub/Shower | Material |  |  | Ea | 250 | [14 empty] | 1 | 0
|  | Labor | Labor |  |  | Hour | 33 | [14 empty] | 145 | 0
|  | ULTIMATE 6 PLUS 40#W | Material |  |  | Ea | 54.67 | [14 empty] | 5 | 0
|  | PAN WITH DRAIN WEDI 5X6 PAN | Material |  |  | Ea | 1031.57 | [14 empty] | 1 | 0
|  | Fixture Allowance | Material |  |  | Ea | 200 | [14 empty] | 1 | 0
|  | Power Grout 10LB | Material |  |  | Ea | 31.82 | [14 empty] | 2 | 0
Yes |  | 5x7 Shower | Material | Shower |  | Ea | 9996.46
|  | Labor | Labor |  |  | Hour | 33 | [14 empty] | 150 | 0
|  | Wall Tile Allowance | Material |  |  | Ea | 10 | [14 empty] | 189 | 0
|  | WEDI 3X5 BOARDS | Material |  |  | Ea | 42.75 | [14 empty] | 13 | 0
|  | Floor Tile Allowance | Material |  |  | Ea | 10 | [14 empty] | 39 | 0
|  | WEDI 5X7 SHOWER PAN W/ DRAIN | Material |  |  | Ea | 1237.23 | [14 empty] | 1 | 0
|  | Fixture Allowance | Material |  |  | Ea | 200 | [14 empty] | 1 | 0
|  | Rough-in Tub/Shower | Material |  |  | Ea | 250 | [14 empty] | 1 | 0
|  | Power Grout 10LB | Material |  |  | Ea | 31.82 | [14 empty] | 3 | 0
|  | Fittings Allowance For Tub/Shower | Material |  |  | Ea | 100 | [14 empty] | 1 | 0
|  | ULTIMATE 6 PLUS 40#W | Material |  |  | Ea | 54.67 | [14 empty] | 6 | 0
Yes |  | 6x6 Shower | Material | Shower |  | Ea | 10224.25
|  | Labor | Labor |  |  | Hour | 33 | [14 empty] | 150 | 0
|  | WEDI 3X5 BOARDS | Material |  |  | Ea | 42.75 | [14 empty] | 15 | 0
|  | Wall Tile Allowance | Material |  |  | Ea | 10 | [14 empty] | 198.45 | 0
|  | ULTIMATE 6 PLUS 40#W | Material |  |  | Ea | 54.67 | [14 empty] | 6 | 0
|  | Fixture Allowance | Material |  |  | Ea | 200 | [14 empty] | 1 | 0
|  | Floor Tile Allowance | Material |  |  | Ea | 10 | [14 empty] | 39.6 | 0
|  | Power Grout 10LB | Material |  |  | Ea | 31.82 | [14 empty] | 3 | 0
|  | Fittings Allowance For Tub/Shower | Material |  |  | Ea | 100 | [14 empty] | 1 | 0
|  | Rough-in Tub/Shower | Material |  |  | Ea | 250 | [14 empty] | 1 | 0
|  | WEDI 6X6 SHOWER PAN WITH DRAIN | Material |  |  | Ea | 1279.02 | [14 empty] | 1 | 0
Yes |  | Install Shower Floor Tile | Material | Shower |  | Ea | 298.82
| TA929 10PG | Power Grout 10LB | Material |  |  | Ea | 31.82 | [14 empty] | 1 | 0
| 001 | Shower Floor Install | Labor |  |  | Hour | 33 | [14 empty] | 4 | 0
|  | Shower Floor Tile | Material |  |  |  | 15 | [14 empty] | 9 | 0
Yes |  | Install new 30 Inch 3-panel solid core interior door with brushed nickel hardware, colonial casing, fill holes, caulk, prime, & paint door and trim. | Material | Interior Doors | Solid-Core Door | Ea | 559
|  | Hartford Satin Nickel Bed and Bath Door Knob | Material |  |  | Ea | 14 | [14 empty] | 1 | 0
|  | Labor install pre-hung door unit & hardware | Labor |  |  | Hour | 33 | [14 empty] | 2 | 0 | Labor
|  | 30"x80" 3-panel solid core interior door | Material |  |  | Each | 236 | [14 empty] | 1 | 0
|  | Colonial trim 2.25" 7' | Material |  |  | Each | 10 | [14 empty] | 5 | 0
|  | Labor fill holes, caulk, & paint door & trim S-W Enamel white. | Labor |  |  | Hour | 33 | [14 empty] | 4 | 0 | Labor
|  | Labor install colonial casing both sides | Labor |  |  | Hour | 33 | [14 empty] | 2 | 0 | Labor
Yes |  | Install Custom Glass Pantry Bifold Doors | Material | Interior Doors | Bi-Fold Door | Ea | 264
|  | Labor to Install Bifold Doors | Labor |  |  | Hour | 33 | [14 empty] | 2 | 0
|  | Labor to Remove Glass and Install Custom Glass | Labor |  |  | Hour | 33 | [14 empty] | 2 | 0
|  | Labor to Paint Doors | Labor |  |  | Hour | 33 | [14 empty] | 4 | 0
Yes |  | Install new 4ft wide double 6-panel interior bi-fold doors with track hardware, colonial casing, fill holes, caulk, prime, & paint door and trim. | Material | Interior Doors | Bi-Fold Door | Ea | 485
|  | Colonial trim 2.25" 7' | Material |  |  | Each | 10 | [14 empty] | 6 | 0
|  | Labor install colonial casing & jambs both sides | Labor |  |  | Hour | 33 | [14 empty] | 2 | 0
|  | Labor install bifold door unit & hardware | Labor |  |  | Hour | 33 | [14 empty] | 1 | 0
|  | Labor fill holes, caulk, & paint door & trim S-W Enamel white. | Labor |  |  | Hour | 33 | [14 empty] | 4 | 0
|  | 30"x80" 6-panel hollow core interior bi-fold door & hardware | Material |  |  | Each | 100 | [14 empty] | 2 | 0
|  | 1x6x8 Jambs | Material |  |  | Each | 22 | [14 empty] | 3
Yes |  | Install new Louvered interior bi-fold door with track hardware, colonial casing, 1x6 jambs, fill holes, caulk, prime, & paint door and trim. | Material | Interior Doors | Bi-Fold Door | Each | 656.31
|  | 27" Louvered Wood Painted Plantation Bi-Fold Door | Material |  |  | Each | 154.68 | [14 empty] | 2 | 0
|  | Colonial trim 2.25" 7' | Material |  |  | Each | 10 | [14 empty] | 5 | 0
|  | 1x6x8 Jambs | Material |  |  | Each | 22 | [14 empty] | 2.5 | 0
|  | Labor To Fill All Nail Holes, Caulk, & Paint Door & Trim S-W Enamel White. | Labor |  |  | Hour | 33 | [14 empty] | 4 | 0
|  | Labor To Install Colonial Casing Both Sides | Labor |  |  | Hour | 33 | [14 empty] | 2 | 0
|  | Labor To Install Bi-Fold Door Unit & Hardware | Labor |  |  | Hour | 33 | [14 empty] | 1 | 0
Yes |  | Install new 6-panel interior door with brushed nickel hardware, colonial casing, fill holes, caulk, prime, & paint door and trim. | Material | Interior Doors | Hollow-Core Door | Each | 407
|  | Colonial trim 2.25" 7' | Material |  |  | Each | 10 | [14 empty] | 5 | 0
|  | Labor install pre-hung door unit & hardware | Labor |  |  | Hour | 33 | [14 empty] | 2 | 0
|  | Labor fill holes, caulk, & paint door & trim S-W Enamel white. | Labor |  |  | Hour | 33 | [14 empty] | 4 | 0
|  | Hartford Satin Nickel Bed and Bath Door Knob | Material |  |  | Each | 14 | [14 empty] | 1 | 0
|  | 30"x80" 6-panel hollow core interior door | Material |  |  | Each | 84 | [14 empty] | 1 | 0
|  | Labor install colonial casing both sides | Labor |  |  | Hour | 33 | [14 empty] | 2 | 0
Yes |  | Install pocket door in open wall including casing 2 sides, Painting, & Hardware Install | Material | Interior Doors | Pocket Door | each | 481.91
|  | Labor to install pocket door in open wall including frame, casing 2 sides. Door not included. | Labor |  |  | Hour | 33 | [14 empty] | 5 | 0
|  | Labor To Paint Pocket Door, Casing, Jambs, & Install All Hardware | Labor |  |  | Hour | 33 | [14 empty] | 3 | 0
|  | pocket door, 2-8 x 6-8, 6 panel, fir/pine, hardware included. Installation in open wall. | Material |  |  | Each | 217.91 | [14 empty] | 1 | 0
Yes |  | Install pocket door in open wall including casing 2 sides. | Material | Interior Doors | Pocket Door | Each | 357.91
|  | pocket door, 2-8 x 6-8, 6 panel, fir/pine, hardware included. Installation in open wall. | Material |  |  | Each | 217.91 | [14 empty] | 1 | 0
|  | Labor to install pocket door in open wall including frame, casing 2 sides. Door not included. | Labor |  |  | Hour | 33 | [14 empty] | 5 | 0
Yes |  | Solid Core 2 Raised Panel Door | Material | Interior Doors | Solid Core | Each | 609
|  | Colonial trim 2.25" 7' | Material |  |  | Each | 10 | [14 empty] | 5 | 0
|  | Labor install pre-hung door unit & hardware | Labor |  |  | Hour | 33 | [14 empty] | 2 | 0
|  | Labor fill holes, caulk, & paint door & trim S-W Enamel white. | Labor |  |  | Hour | 33 | [14 empty] | 4 | 0
|  | Solid Core 2 Panel Raised Door | Material |  |  | Each | 280 | [14 empty] | 1 | 0
|  | Hartford Satin Nickel Bed and Bath Door Knob | Material |  |  | Each | 20 | [14 empty] | 1 | 0
|  | Labor install colonial casing both sides | Labor |  |  | Hour | 33 | [14 empty] | 2 | 0
Yes |  | Install Large Format Tile (>12 sq in @ >1/8 Joints) | Material | Wall & Ceiling coverings | Tile | sf | 28.51
|  | Tile Allowance | Material |  |  | sf | 8 | [14 empty] | 1 | 0
|  | Tile Spacers | Material |  |  | sf | 7 | [14 empty] | 0.015 | 0
|  | ULTIMATE 6 PLUS 40#W | Material |  |  | Ea | 54.67 | [14 empty] | 0.029 | 0
|  | TSP | Material |  |  | Ea | 6.98 | [14 empty] | 0.009 | 0
|  | Power Grout 10 LB | Material |  |  | Ea | 31.82 | [14 empty] | 0.035 | 0
|  | Labor | Labor |  |  | Hour | 33 | [14 empty] | 0.4 | 0
|  | Grout Sealer | Material |  |  | sf | 11.98 | [14 empty] | 0.004 | 0
|  | Flexable Caulk | Material |  |  | sf | 11.98 | [14 empty] | 0.025 | 0
|  | Tool Wear & Tear | Material |  |  | sf | 0.09 | [14 empty] | 1 | 0
Yes |  | Patch & Repair The Ceiling & Walls With 1/2 inch Drywall Where Holes were taken out to run new wiring for Living room ceiling & switch | Material | Wall & Ceiling coverings | Drywall | sf | 2.21
|  | 1/2" 4x8 drywall | Material |  |  | Sheet | 12.48 | [14 empty] | 0.032 | 0
|  | Drywall Labor | Labor |  |  | hour | 33 | [14 empty] | 0.06 | 0
|  | Screws | Material |  |  | Pack | 27.89 | [14 empty] | 0.006 | 0
|  | Tape | Material |  |  | Roll | 6.6 | [14 empty] | 0.002 | 0
|  | Joint Compund | Material |  |  | Pail | 19.99 | [14 empty] | 0.002 | 0
Yes |  | Install Kitchen Dishwasher | Material | Appliances | Dishwasher | Ea | 82.5
|  | Labor | Labor |  |  | Hour | 33 | [14 empty] | 2.5 | 0
Yes |  | Install Kitchen Range Oven | Material | Appliances | Oven | Ea | 33
|  | Labor | Labor |  |  | Hour | 33 | [14 empty] | 1 | 0
Yes |  | Install Kitchen Refrigerator With New Water Line | Material | Appliances | Refrigerator | Ea | 81
|  | Fridge Water Line Kit | Material |  |  | Ea | 15 | [14 empty] | 1 | 0
|  | Labor | Labor |  |  | Hour | 33 | [14 empty] | 2 | 0
Yes |  | Install New Garbage Dispoasal | Material | Appliances | Garbage Disposal | Ea | 236
|  | Additional Drain Supplies Needed | Material |  |  | dollar | 20 | [14 empty] | 1 | 0
|  | Labor | Labor |  |  | Hour | 33 | [14 empty] | 2 | 0
Yes |  | Install New Microwave | Material | Appliances | Microwave | Ea | 236
|  | Additional Supplies Needed | Material |  |  | dollar | 20 | [14 empty] | 1 | 0
|  | Labor | Labor |  |  | Hour | 33 | [14 empty] | 2 | 0
Yes |  | Install New 1-1/4-in Chair Rail Moulding, Fill All Nail Holes, Caulk & Paint w/ S-W Trim Enamel | Material | Finish Carpentry | Chair | lf | 4.94
|  | Labor to Paint Trim Two Coats | Labor |  |  | lf | 33 | [14 empty] | 0.036 | 0
|  | 1-1/4-in Chair Rail Moulding | Material |  |  | lf | 0.78 | [14 empty] | 1 | 0
|  | Labor to Install Trim | Labor |  |  | Hour | 33 | [14 empty] | 0.09 | 0
Yes |  | Install New Base Molding FJP colonial base 3.25", fill all nail holes, caulk | Material | Finish Carpentry | Base Trim | lf | 33.75
|  | Labor | Labor |  |  | Hour | 33 |  | 1 | [12 empty] | 0.06 | 0
|  | EverTrue 3-1/4 Pine Primed Finger Joint Baseboard Moulding | Material |  |  | lf | 0.75 | [14 empty] | 1 | 0
|  | Labor to paint all base trim | Material |  |  | Hour | 33 | [14 empty] | 0.03 | 0
Yes |  | Install New Crown Molding FJP colonial base 3-5/8", fill all nail holes, caulk | Material | Finish Carpentry | Crown | lf | 33.75
|  | Labor | Labor |  |  | Hour | 33 |  | 1 | [12 empty] | 0.06 | 0
|  | 3.625" finger jointed pine crown molding. Prefinished. Length to 16 ft. | Material |  |  | lf | 3 | [14 empty] | 1 | 0
|  | Labor to paint all base trim | Labor |  |  | Hour | 33 | [14 empty] | 0.03 | 0
Yes |  | Install New Interior Window Trim 2.25 Colonial, Jambs, & Sill Paint Two Coats | Material | Finish Carpentry | Window | Ea | 127.5
|  | Labor to Install Trim & Paint | Labor |  |  | Hour | 33 | [14 empty] | 2 | 0
|  | 2-1/4 FJP Feathered Colonial | Material |  |  | each | 12 | [14 empty] | 2 | 0
|  | 1x4x16 Extension Jambs | Material |  |  | Ea | 44 | [14 empty] | 1 | 0
|  | Sherwin-Williams Enamel Trim Paint | Material |  |  | Ea | 45 | [14 empty] | 0.1 | 0
|  | 1x6x8 Sill | Material |  |  | Ea | 22 | [14 empty] | 1 | 0
Yes |  | Install New Colonial Casing & Jambs for Bi-Fold Opening, Both Sides | Material | Finish Carpentry | Door | Ea | 181.95
|  | 1x6x8 Jambs | Material |  |  | Ea | 15.18 | [14 empty] | 2.5 | 0
|  | Colonial trim 2.25" 7' | Material |  |  | Ea | 9 | [14 empty] | 5 | 0
|  | Labor To Install Colonial Casing Both Sides | Labor |  |  | Hour | 33 | [14 empty] | 2 | 0
|  | Labor To Install Jambs | Labor |  |  | Hour | 33 | [14 empty] | 1 | 0
Yes |  | Install New Interior Door Casing, 2.25 Colonial, fill all nail holes, caulk, and paint w/ S-W trim enamel paint, white | Material | Finish Carpentry | Door | each | 117.96
|  | Labor To Install | Labor |  |  | Hour | 33 | [14 empty] | 2.4 | 0
|  | Labor To Paint | Labor |  |  | Hour | 33 | [14 empty] | 2 | 0
|  | WM 356 11/16 in. x 2-1/4 in. Primed Finger-Jointed Casing Door (5-Pack) | Material |  |  | Ea | 18.96 | [14 empty] | 1 | 0
Yes |  | Install Custom Wooden Threshold | Material | Finish Carpentry | Floor | Ea | 58
|  | Labor | Labor |  |  | Hour | 33 | [14 empty] | 3 | 0
|  | 72" Threshold material | Material |  |  | Ea | 25 | [14 empty] | 1 | 0
Yes |  | Re-Install Baseboard Moulding, fill all nail holes, caulk, and paint w/ S-W trim enamel paint, white | Material | Finish Carpentry | Base Trim | lf | 36.49
|  | Labor install all base trim | Labor |  |  | Hour | 33 |  | 1 | [12 empty] | 0.02 | 0
|  | Sher-Max Ultra White 11oz Caulking | Material |  |  | Ea | 3.49 |  | 1 | [12 empty] | 0.01 | 0
Yes |  | Reinstall finger joint pine colonial base 3.25", fill all nail holes, caulk | Material | Finish Carpentry | Base Trim | lf | 0.99
|  | Labor to install all base trim | Labor |  |  | Hour | 33 | [14 empty] | 0.03 | 0
Yes |  | Reinstall finger joint pine colonial base 3.25", fill all nail holes, caulk, and paint w/ S-W trim enamel paint, white | Material | Finish Carpentry | Base Trim | lf | 1.98
|  | Labor to paint all base trim | Labor |  |  | Hour | 33 | [14 empty] | 0.03 | 0
|  | Labor to install all base trim | Labor |  |  | Hour | 33 | [14 empty] | 0.03 | 0
Yes |  | Sand Stain & Poly Trim Boards | Material | Finish Carpentry | Floor | each | 737.98
|  | Sand Paper | Material |  |  | each | 50 | [14 empty] | 1 | 0
|  | Labor | Labor |  |  | Hour | 33 | [14 empty] | 20 | 0
|  | Minwax Semi-Gloss Oil-Based Polyurethane | Material |  |  | Ea | 11.98 | [14 empty] | 1 | 0
|  | Stain | Material |  |  | each | 16 | [14 empty] | 1 | 0
Yes |  | Install Interior Stairs & Railing, Straight Run Labor Total | Material | Finish Carpentry | Stairs | each | 660
|  | Labor Railing Build | Labor |  |  | Hour | 33 | [14 empty] | 5 | 0
|  | Labor Stain & Poly | Labor |  |  | Hour | 33 | [14 empty] | 5 | 0
|  | Labor Custom Newell Build | Labor |  |  | Hour | 33 | [14 empty] | 5 | 0
|  | Labor Paint and Finish | Labor |  |  | Hour | 33 | [14 empty] | 5 | 0
Yes |  | 1x6 12" Deep Custom Floating Shelf | Material | Finish Carpentry | Closet | lf | 53.01
|  | Labor Design, Cut, & Install | Material |  |  | Hour | 33 | [14 empty] | 1.3 | 0
|  | 1x4x8 Primed Pine Trim Board | Material |  |  | lf | 13.7 | [14 empty] | 1.71 | 0
|  | Fasteners | Material |  |  | lf | 30 | [14 empty] | 0.063 | 0
|  | 1/2 inch plywood | Material |  |  | lf | 26 | [14 empty] | 0.063 | 0
|  | SW Trim Paint | Material |  |  | lf | 45 | [14 empty] | 0.063 | 0
Yes |  | Install 10" 16"OC R-30 Batt Faced Insulation in the Ceiling | Material | Insulation | Ceiling | sf | 3.08
|  | Labor | Labor |  |  | Hour | 33 | [14 empty] | 0.06 | 0
|  | Owens Corning 10" 16"OC R-30 Batt Faced Insulation Floors | Material |  |  | sf | 60.91 | [14 empty] | 0.018 | 0
Yes |  | Install 10" 16"OC R-30 Batt Faced Insulation in the flooring | Material | Insulation | Floor | sf | 2.75
|  | Labor | Labor |  |  | Hour | 33 | [14 empty] | 0.05 | 0
|  | Owens Corning 10" 16"OC R-30 Batt Faced Insulation | Material |  |  | sf | 60.91 | [14 empty] | 0.018 | 0
Yes |  | Install 12" 16"OC R-38 Batt Faced Insulation in the Ceiling | Material | Insulation | Ceiling | sf | 3.23
|  | Owens Corning 12" 16"OC R-30 Batt Faced Insulation 64SQFT | Material |  |  | sf | 78.38 | [14 empty] | 0.016 | 0
|  | Labor | Labor |  |  | Hour | 33 | [14 empty] | 0.06 | 0
Yes |  | Install 12" 16"OC R-38 Batt Faced Insulation in the flooring | Material | Insulation | Floor | sf | 2.57
|  | Owens Corning 12" 16"OC R-30 Batt Faced Insulation 64SQFT | Material |  |  | sf | 78.38 | [14 empty] | 0.016 | 0
|  | Labor | Labor |  |  | Hour | 33 | [14 empty] | 0.04 | 0
Yes |  | Install 3.5" 16"OC R-13 Batt Faced Insulation in the Walls | Material | Insulation | Walls | sf | 1.14
|  | Owens Corning 3.5" 16"OC R-13 Batt Faced Insulation | Material |  |  | sf | 47.99 | [14 empty] | 0.01 | 0
|  | Labor | Labor |  |  | Hour | 33 | [14 empty] | 0.02 | 0
Yes |  | Install 3/8" Rigid foam insulation board foil faced | Material | Insulation | Walls | sf | 0.85
|  | Labor | Labor |  |  | Hour | 33 | [14 empty] | 0.021 | 0
|  | Weatherall Pro Rigid Foam Insulation | Material |  |  | each | 32.73 | [14 empty] | 0.005 | 0
Yes |  | Install 4mm polyethylene vapor barrier w/ 6" overlaps | Material | Insulation | Floor | sf | 0.31
|  | Labor | Labor |  |  | Hour | 33 | [14 empty] | 0.008 | 0
|  | 4mm polyethylene vapor barrier | Material |  |  | sf | 46.98 | [14 empty] | 0.001 | 0
Yes |  | Install 5.5" 16"OC R-21 Batt Faced Insulation in the Walls 68sqft | Material | Insulation | Walls | sf | 2.13
|  | Owens Corning 5.5" 16"OC R-30 Batt Faced Insulation | Material |  |  | sf | 53.98 | [14 empty] | 0.015 | 0
|  | Labor | Labor |  |  | Hour | 33 | [14 empty] | 0.04 | 0
Yes |  | Install a Harvey Building Products Slimline DH New Construction White Vinyl Window with new interior casing, jambs, caulked and painted. | Material | Exterior Doors & Windows | NC Window | Ea | 433
|  | Slimline DH White Vinyl window 36x48 | Material |  |  | Ea | 202 | [14 empty] | 1 | 0
|  | Labor to Install New vinyl Window | Labor |  |  | hour | 33 | [14 empty] | 2 | 0
|  | Labor to caulk, fill holes, & paint new casing and jambs with S-W trim enamel | Labor |  |  | Hour | 33 | [14 empty] | 2 | 0
|  | Labor to install new casing & jambs | Labor |  |  | Hour | 33 | [14 empty] | 3 | 0
Yes |  | Install a HBP basement window | Material | Exterior Doors & Windows | Replacement Window | Ea | 301
|  | Slimline DH White Vinyl window 36x48 | Material |  |  | Ea | 202 | [14 empty] | 1 | 0
|  | Labor to Install New WIndow | Labor |  |  | hour | 33 | [14 empty] | 3 | 0
Yes |  | Install a HBP Classic DH Replacement White Vinyl Window 30x41 | Material | Exterior Doors & Windows | Replacement Window | Ea | 301
|  | Classic DH Replacement White Vinyl Window 30x41 | Material |  |  | Ea | 202 | [14 empty] | 1 | 0
|  | Labor to Remove Old Window & Install New | Labor |  |  | hour | 33 | [14 empty] | 3 | 0
Yes |  | Install a HBP Picture Replacement White Vinyl Window 30x30 | Material | Exterior Doors & Windows | Replacement Window | Ea | 301
|  | Labor Labor to Remove Old Window & Install New | Labor |  |  | Hour | 33 | [14 empty] | 3 | 0
|  | Slimline DH White Vinyl window | Material |  |  | Ea | 202 | [14 empty] | 1 | 0
Yes |  | Install a HBP Slimline DH NC White Vinyl Window 36x48 w/ Interior Trim work 2.25 Colonial, Jambs, & Sill | Material | Exterior Doors & Windows | NC Window | Ea | 490.38
|  | Labor to Install Trim & Paint | Labor |  |  | Hour | 33 | [14 empty] | 4 | 0
|  | Labor to Install New WIndow | Labor |  |  | hour | 33 | [14 empty] | 3 | 0
|  | 1x6x8 Sill | Material |  |  | Ea | 17.48 | [14 empty] | 1 | 0
|  | Slimline DH White Vinyl window 36x48 | Material |  |  | Ea | 202 | [14 empty] | 1 | 0
|  | 1x4x16 Extension Jambs | Material |  |  | Ea | 21.98 | [14 empty] | 1 | 0
|  | 2-1/4 FJP Feathered Colonial | Material |  |  | each | 8.96 | [14 empty] | 2 | 0
Yes |  | Install a HBP Slimline DH NC White Vinyl Window 36x48 w/ Interior Trim work 2.25 Colonial, Jambs, & Sill Paint Two Coats | Material | Exterior Doors & Windows | NC Window | Ea | 358.88
|  | 1x4x16 Extension Jambs | Material |  |  | Ea | 21.98 | [14 empty] | 1 | 0
|  | Labor to Install Trim & Paint | Labor |  |  | Hour | 33 | [14 empty] | 6 | 0
|  | Labor to Install New WIndow | Labor |  |  | hour | 33 | [14 empty] | 3 | 0
|  | Sherwin-Williams Enamel Trim Paint | Material |  |  | Ea | 45 | [14 empty] | 0.1 | 0
|  | 2-1/4 FJP Feathered Colonial | Material |  |  | each | 8.96 | [14 empty] | 2 | 0
|  | 1x6x8 Sill | Material |  |  | Ea | 17.48 | [14 empty] | 1 | 0
Yes |  | Install a HBP Slimline DH NC White Vinyl Window 36x48 w/ Interior Trim work 2.25 Colonial, Jambs, & Sill Paint Two Coats | Material | Exterior Doors & Windows | NC Window | Ea | 560.88
|  | 2-1/4 FJP Feathered Colonial | Material |  |  | each | 8.96 | [14 empty] | 2 | 0
|  | Sherwin-Williams Enamel Trim Paint | Material |  |  | Ea | 45 | [14 empty] | 0.1 | 0
|  | 1x4x16 Extension Jambs | Material |  |  | Ea | 21.98 | [14 empty] | 1 | 0
|  | Slimline DH White Vinyl window 36x48 | Material |  |  | Ea | 202 | [14 empty] | 1 | 0
|  | Labor to Install Trim & Paint | Labor |  |  | Hour | 33 | [14 empty] | 6 | 0
|  | Labor to Install New WIndow | Labor |  |  | hour | 33 | [14 empty] | 3 | 0
|  | 1x6x8 Sill | Material |  |  | Ea | 17.48 | [14 empty] | 1 | 0
Yes |  | Install a HBP Slimline DH NC White Vinyl Window 36x48 w/ Interior Trim work 2.25 Colonial, Jambs, & Sill Paint Two Coats | Material | Exterior Doors & Windows | NC Window | Ea | 557.75
|  | Slimline DH White Vinyl window 36x48 | Material |  |  | Ea | 250 | [14 empty] | 1 | 0
|  | WM 356 11/16 in. x 2-1/4 in. Primed Finger-Jointed Casing Door (5-Pack) | Material |  |  | Ea | 18.96 | [14 empty] | 1 | 0
|  | Labor Paint Trim | Labor |  |  | Hour | 33 | [14 empty] | 1 | 0
|  | 1x6x8 primed pine | Material |  |  | Ea | 22 | [14 empty] | 1 | 0
|  | Emerald Uretane Trim Enamel (Gallon) | Material |  |  | Ea | 67.94 | [14 empty] | 0.1 | 0
|  | Labor Install trim | Labor |  |  | Hour | 33 | [14 empty] | 4 | 0
|  | Labor Install Window | Labor |  |  | Hour | 33 | [14 empty] | 2 | 0
|  | 1x4x16 Extension Jambs | Material |  |  | Ea | 29 | [14 empty] | 1 | 0
Yes |  | Install a HBP Slimline DH New Construction White Vinyl Window 36x48 | Material | Exterior Doors & Windows | NC Window | Ea | 433
|  | Slimline DH White Vinyl window 36x48 | Material |  |  | Ea | 202 | [14 empty] | 1 | 0
|  | Labor to install new casing & jambs | Labor |  |  | Hour | 33 | [14 empty] | 3 | 0
|  | Labor to caulk, fill holes, & paint new casing and jambs with S-W trim enamel | Labor |  |  | Hour | 33 | [14 empty] | 2 | 0
|  | Labor to Install New vinyl Window | Labor |  |  | hour | 33 | [14 empty] | 2 | 0
Yes |  | Install a HBP Slimline DH Replacement White Vinyl Window 36x48 | Material | Exterior Doors & Windows | Replacement Window | Ea | 325.75
|  | Labor to Remove Old Window & Install New | Labor |  |  | hour | 33 | [14 empty] | 3.75 | 0
|  | Slimline DH White Vinyl window 36x48 | Material |  |  | Ea | 202 | [14 empty] | 1 | 0
Yes |  | Install a new 32" Therma-Tru Benchmark exterior door with Oil rubbed bronze , deadbolt latch, exterior brick molding, primed and painted S-W enamel white. | Material | Exterior Doors & Windows | Exterior Door | Ea | 697.5
|  | Interior Door Casing | Material |  |  | lf | 1.5 | [14 empty] | 21 | 0
|  | Therma-Tru Benchmark Doors 32-in x 80-in Fiberglass Craftsman Left-Hand Inswing Ready to Paint Unfinished Prehung Single Front Door with Brickmould | Material |  |  | Ea | 380 | [14 empty] | 1 | 0
|  | Labor Install Hardware | Labor |  |  | Hour | 33 | [14 empty] | 1 | 0
|  | Hartford Satin Nickel Entry Knob and Single Cylinder Deadbolt Combo Pack | Material |  |  | Ea | 22 | [14 empty] | 1 | 0
|  | Labor Install Door | Labor |  |  | Hour | 33 | [14 empty] | 2 | 0
|  | Labor Paint Door & Trimwork | Labor |  |  | Hour | 33 | [14 empty] | 4 | 0
|  | Labor Install Interior Trim | Labor |  |  | Hour | 33 | [14 empty] | 1 | 0
Yes |  | Install a new 36" Therma-Tru exterior door with nickel hinges, deadbolt latch, half view glass, exterior brick molding, primed and painted S-W enamel white. | Material | Exterior Doors & Windows | Exterior Door | Ea | 917.5
|  | Hartford Satin Nickel Entry Knob and Single Cylinder Deadbolt Combo Pack | Material |  |  | Ea | 22 | [14 empty] | 1 | 0
|  | 36" Therma-Tru exterior door with nickel hinges, deadbolt latch, half view glass | Material |  |  | Ea | 700 | [14 empty] | 1 | 0
|  | Labor Paint Door & Trimwork | Labor |  |  | Hour | 33 | [14 empty] | 4 | 0
|  | Provide door casing materials, $1.50 LF | Material |  |  | lf | 1.5 | [14 empty] | 21 | 0
|  | Labor Install Door | Labor |  |  | Hour | 33 | [14 empty] | 2 | 0
|  | Labor Install Hardware | Labor |  |  | Hour | 33 | [14 empty] | 1 | 0
|  | Labor Install Interior Trim | Labor |  |  | Hour | 33 | [14 empty] | 1 | 0
Yes |  | Provide and Install window & door flashing | Material | Exterior Doors & Windows | Flashing | Ea | 132.29
|  | Tyvek Flashing Tape 4" x 75' | Material |  |  | Ea | 33.29 | [14 empty] | 1 | 0
|  | Labor | Labor |  |  | Hour | 33 | [14 empty] | 1.5 | 0
Yes |  | Solid Core 2 Raised Panel Exterior Door | Material | Exterior Doors & Windows | Exterior Door | Ea | 729
|  | Solid Core 2 Panel Raised Door | Material |  |  | Ea | 400 | [14 empty] | 1 | 0
|  | Labor fill holes, caulk, & paint door & trim S-W Enamel white. | Labor |  |  | Hour | 33 | [14 empty] | 4 | 0
|  | Hartford Satin Nickel Bed and Bath Door Knob | Material |  |  | Ea | 20 | [14 empty] | 1 | 0
|  | Colonial trim 2.25" 7' | Material |  |  | Ea | 9 | [14 empty] | 5 | 0
|  | Labor install pre-hung door unit & hardware | Labor |  |  | Hour | 33 | [14 empty] | 2 | 0
|  | Labor install colonial casing both sides | Labor |  |  | Hour | 33 | [14 empty] | 2 | 0
Yes |  | Install a 2'6" 240Volt 500 Watt Electric Baseboard Heating unit, White | Material | Finish Electrical | Electric Heat | Ea | 90.49
|  | Labor | Labor |  |  | Hour | 33 | [14 empty] | 1.5 | 0
|  | 30" 240Volt 500 Watt Electric Baseboard Unit White | Material |  |  | Ea | 40.99 | [14 empty] | 1 | 0
Yes |  | Install a 3' 240 Volt 750 Watt Electric Baseboard Heating unit, White | Material | Finish Electrical | Electric Heat | Ea | 98.5
|  | Labor | Labor |  |  | Hour | 33 | [14 empty] | 1.5 | 0
|  | 36" 240 Volt 750 Watt Electric Baseboard Unit | Material |  |  | Ea | 49 | [14 empty] | 1 | 0
Yes |  | Install a 4' 240 Volt 1000 Watt Electric Baseboard Heating unit, White | Material | Finish Electrical | Electric Heat | Ea | 145
|  | Labor | Labor |  |  | Hour | 33 | [14 empty] | 3 | 0
|  | 4' 240 Volt 1000 Watt Electric Baseboard Unit White | Material |  |  | Ea | 46 | [14 empty] | 1 | 0
Yes |  | Install a 5' 240 Volt 1250 Watt Electric Baseboard Heating unit, White | Material | Finish Electrical | Electric Heat | Ea | 168.2
|  | Labor | Labor |  |  | Hour | 33 | [14 empty] | 3.4 | 0
|  | 5' 240 Volt 1250 Watt Electric Baseboard Unit White | Material |  |  | Ea | 56 | [14 empty] | 1 | 0
Yes |  | Install a 6' 240 Volt 1500 Watt Electric Baseboard Heating unit, White | Material | Finish Electrical | Electric Heat | Ea | 194.7
|  | 6' 240 Volt 1500 Watt Electric Baseboard Unit White | Material |  |  | Ea | 66 | [14 empty] | 1 | 0
|  | Labor | Labor |  |  | Hour | 33 | [14 empty] | 3.9 | 0
Yes |  | Install a non-programmable wall thermostat, White | Material | Finish Electrical | Electric Heat | Ea | 58
|  | Honeywell Wall Thermostat, White | Material |  |  | Ea | 40 | [14 empty] | 1 | 0
|  | Labor | Labor |  |  | Hour | 33 | [14 empty] | 1 | 0
Yes |  | Install Bathroom Heat Lamp | Material | Finish Electrical | Electric Heat | Ea | 349.16
|  | 2-Bulb 80 CFM Ceiling Bathroom Exhaust Fan with Light and Two 270-Watt Infrared Heat Bulbs- White Grill | Material |  |  | Ea | 184.16 | [14 empty] | 1 | 0
|  | Labor | Labor |  |  | Hour | 33 | [14 empty] | 5 | 0
Yes |  | Install bathroom light/fan & wall switch | Material | Finish Electrical | Exhaust Fan | Ea | 154.6
|  | light/fan & wall switch supplies | Material |  |  | Ea | 17 | [14 empty] | 1 | 0
|  | Labor | Labor |  |  | Hour | 33 | [14 empty] | 2.2 | 0
|  | Broan 3.5-Sone 70-CFM White Bathroom Fan | Material |  |  | Ea | 65 | [14 empty] | 1 | 0
Yes |  | Install Large Ceiling Light | Material | Finish Electrical | Lighting | Ea | 332.5
|  | Fixture Allowance | Material |  |  | Ea | 250 | [14 empty] | 1 | 0
|  | Labor | Labor |  |  | Hour | 33 | [14 empty] | 2.5 | 0
Yes |  | Install New Kitchen Island Pendant Light | Material | Finish Electrical | Lighting | Ea | 33
|  | Labor | Material |  |  | Hour | 33 | [14 empty] | 1 | 0
Yes |  | Install one 110 GFCI outlet | Material | Finish Electrical | Receptacle | Ea | 53.09
|  | Eaton 15-Amp Tamper Resistant GFCI Residential Decorator Outlet, White | Material |  |  | Ea | 20.09 | [14 empty] | 1 | 0
|  | Labor | Labor |  |  | Ea | 33 | [14 empty] | 1 | 0
Yes |  | Install one TR 15-AMP 110 outlet | Material | Finish Electrical | Receptacle | Ea | 42.8
|  | Labor | Labor |  |  | Ea | 33 | [14 empty] | 1 | 0
|  | Eaton 15-Amp Tamper Resistant Residential Decorator Outlet, White | Material |  |  | Ea | 3 | [14 empty] | 1 | 0
|  | Eaton 1-Gang Midsize Decorator Wall Plate, White | Material |  |  | Ea | 1 | [14 empty] | 1
Yes |  | Install One Wall Mounted 220 Outlet | Material | Finish Electrical | Receptacle | Ea | 185.6
|  | 30-AMP Dryer outlet | Material |  |  | Ea | 7 | [14 empty] | 1 | 0
|  | Labor | Labor |  |  | Hour | 33 | [14 empty] | 2 | 0
|  | Standard Single Plug Wall Plate SS | Material |  |  | Ea | 4 | [14 empty] | 1
Yes |  | Install One Design House Hays 11.25-in White Traditional LED Flush Mount Light | Material | Finish Electrical | Lighting | Ea | 69
|  | Design House Hays 11.25-in White Traditional LED Flush Mount Light | Material |  |  | Ea | 36 | [14 empty] | 1 | 0
|  | Labor | Labor |  |  | Hour | 33 | [14 empty] | 1 | 0
Yes |  | Install one exterior light above the new door location | Material | Finish Electrical | Lighting | Ea | 156
|  | Labor | Labor |  |  | Hour | 33 | [14 empty] | 1 | 0
|  | Portfolio Dovray 8.12-in H Oil-Rubbed Bronze Dark Sky Medium Base (E-26) Outdoor Wall Light | Material |  |  | Ea | 40 | [14 empty] | 1 | 0
Yes |  | Install Phillips Hue under-cabinet & Toe Kick LED lighting with Hardwired Dimmable Switch. | Material | Finish Electrical | Lighting | lf | 32.27
|  | Philips Hue White and Color Ambiance Dimmable LED Light Strip Plus Smart Wireless Light Base Kit | Material |  |  | Ea | 79.97 | [14 empty] | 0.045 | 0
|  | Philips Hue White and Color Ambiance LED Dimmable Light Strip Plus Smart Wireless Lighting Starter Kit (2 80" Strips and Bridge | Material |  |  | Ea | 197.22 | [14 empty] | 0.045 | 0
|  | Labor | Labor |  |  | Hour | 33 | [14 empty] | 0.6 | 0
Yes |  | Provide and install hard-wired battery back-up smoke, carbon dioxide or combination detector with Hard Wiring Included | Material | Finish Electrical | Smoke & CO2 | Ea | 81
|  | Labor | Labor |  |  | Hour | 33 | [14 empty] | 2 | 0
|  | First Alert AC Hardwired 120-Volt Smoke Detector | Material |  |  | Ea | 42 | [14 empty] | 1 | 0
Yes |  | Provide and install Utilitech Canless Color Choice Integrated LED 6-in 65-Watt Equivalent White Round Dimmable Canless Recessed Downlight | Material | Finish Electrical | Lighting | Ea | 79.5
|  | Labor to install recessed fixture | Labor |  |  | Hour | 33 | [14 empty] | 1.5 | 0
|  | Provide recessed fixture | Material |  |  | Ea | 30 | [14 empty] | 1 | 0
Yes |  | Frame Rough-In Location of Custom Fireplace Per Specs Provided | Material | Fireplace | Framing | each | 398.25
|  | 2x4 studs | Material |  |  | each | 6.58 | [14 empty] | 15 | 0
|  | 1/2" Plywood | Material |  |  | each | 35.55 | [14 empty] | 1 | 0
|  | Labor | Labor |  |  | Hour | 33 | [14 empty] | 8 | 0
Yes |  | Install a White pine mantel 4" stained and polyed to desired look | Material | Fireplace | Mantel | each | 312
|  | Slab- 4"x12" White Pine Planed | Material |  |  | lf | 25 | [14 empty] | 6 | 0
|  | Labor | Labor |  |  | Hour | 33 | [14 empty] | 4 | 0
|  | stain, poly, misc | Material |  |  | each | 30 | [14 empty] | 1 | 0
Yes |  | Install Bucks County manufactured stone veneer, on existing structure/backer | Material | Fireplace | Finish | sf | 771.64
|  | Bucks County European Castle Stone 12sqft/box | Material |  |  | Ea | 131.34 | [14 empty] | 3 | 0
|  | Bucks County European Castle Stone Corners 8LF/box | Material |  |  | Ea | 113.62 | [14 empty] | 1 | 0
|  | Labor | Labor |  |  | Hour | 33 | [14 empty] | 8 | 0
Yes |  | Install fireplace wall tile and grout standard pattern | Material | Fireplace | Finish | sf | 14.66
|  | Labor | Labor |  |  | Hour | 33 | [14 empty] | 0.27 | 0
|  | Mortar | Material |  |  | each | 15 | [14 empty] | 0.05 | 0
|  | Small format tile | Material |  |  | sf | 5 | [14 empty] | 1 | 0
Yes |  | Install Gas Unit ( Fasten to Finish, Connect to gas Line, Venting system, Electrical Rough In, Trouble shoot Operation) | Material | Fireplace | Unit | each | 330
|  | Labor | Labor |  |  | Hour | 33 | [14 empty] | 10 | 0
Yes |  | Install manufactured stone veneer, on existing structure/backer | Material | Fireplace | Finish | sf | 27.55
|  | Bucks County European Castle Stone 12sqft/box | Material |  |  | Ea | 131.34 | [14 empty] | 0.083 | 0
|  | Bucks County European Castle Stone Corners 8LF/box | Material |  |  | Ea | 113.62 | [14 empty] | 0.042 | 0
|  | Labor | Labor |  |  | Hour | 33 | [14 empty] | 0.36 | 0
Yes |  | Install Secure Vent® rigid direct vent pipe Natural Gas top vent fireplace to exterior wall termination | Material | Fireplace | Exhaust | each | 500.4
|  | Termination cap, Coupler, Firestop | Material |  |  | each | 162.9 | [14 empty] | 1 | 0
|  | Labor | Labor |  |  | Hour | 33 | [14 empty] | 5 | 0
|  | Mil Pak Sealant | Material |  |  | each | 26.2 | [14 empty] | 1 | 0
|  | Adjustable Slip Length | Material |  |  | each | 45.9 | [14 empty] | 1 | 0
|  | 6" Straight Section | Material |  |  | each | 42.3 | [14 empty] | 1 | 0
|  | 90 Degree elbow | Material |  |  | each | 72.9 | [14 empty] | 1 | 0
Yes |  | Install ProVia manufactured stone veneer, on existing structure/backer | Material | Fireplace | Finish | sf | 21.5
|  | ProVia Drystack Seneca Corners 6LF/box | Material |  |  | Ea | 46.2 | [14 empty] | 0.064 | 0
|  | Labor | Labor |  |  | Hour | 33 | [14 empty] | 0.36 | 0
|  | ProVia Drystack Seneca 12.5sqft/box | Material |  |  | Ea | 70.13 | [14 empty] | 0.095 | 0
Yes |  | Rough-In 1/2" Gas Line With CSST 25ft | Material | Fireplace | Gas Line | Ea | 267
|  | Labor | Labor |  |  | Hour | 33 | [14 empty] | 4 | 0
|  | Accessory Components | Material |  |  | Ea | 50 | [14 empty] | 1 | 0
|  | PRO-FLEX 1/2" CSST Kit | Material |  |  | Ea | 85 | [14 empty] | 1 | 0
Yes |  | Rough-In Electrical Circuit | Material | Fireplace | Electric | Ea | 139
|  | Labor | Labor |  |  | Hour | 33 | [14 empty] | 3 | 0
|  | 12-2 Wire & Electrical Supplies | Material |  |  | each | 40 | [14 empty] | 1 | 0
Yes |  | Paint Trim work only standard door | Material | Painting | Trim | each | 95.43
|  | Sher-Max Ultra White 11oz Caulking | Material |  |  | Ea | 3.49 | [14 empty] | 2 | 0
|  | Trim Enamel 1 Gallon | Material |  |  | Ea | 56.12 | [14 empty] | 0.4 | 0
|  | Labor Trim both sides | Labor |  |  | Hour | 33 | [14 empty] | 2 | 0
Yes |  | Paint two top coats on all interior walls. | Material | Painting | Walls | sf | 1.13
|  | S-W Topcoat 1 Gallon | Material |  |  | Ea | 27.96 | [14 empty] | 0.005 | 0
|  | Labor Paint two top coats | Labor |  |  | Hour | 33 | [14 empty] | 0.03 | 0
Yes |  | Paint Trim work & slab Standard Door both sides | Material | Painting | Trim | each | 227.43
|  | Sher-Max Ultra White 11oz Caulking | Material |  |  | Ea | 3.49 | [14 empty] | 2 | 0
|  | Trim Enamel 1 Gallon | Material |  |  | Ea | 56.12 | [14 empty] | 0.4 | 0
|  | Labor Trim & Door Slab both sides | Labor |  |  | Hour | 33 | [14 empty] | 3 | 0
Yes |  | Paint Trim work Vinyl Window | Material | Painting | Trim | each | 113.71
|  | Trim Enamel 1 Gallon | Material |  |  | Ea | 56.12 | [14 empty] | 0.2 | 0
|  | Labor | Labor |  |  | Hour | 33 | [14 empty] | 3 | 0
|  | Sher-Max Ultra White 11oz Caulking | Material |  |  | Ea | 3.49 | [14 empty] | 1 | 0
Yes |  | Prime and Paint Two Top Coats On All Ceilings, Pro-Mar | Material | Painting | Ceiling | sf | 60.45
|  | S-W Ceiling Paint 1 Gallon | Material |  |  | Ea | 27.96 | 1 | [13 empty] | 0.004 | 0
|  | S-W Primer/Sealer | Material |  |  | ea | 31 | 1 | [13 empty] | 0.004 | 0
|  | Labor Paint one coat primer/sealer | Labor |  |  | Hour | 33 | [14 empty] | 0.015 | 0
|  | Labor Paint two top coats | Labor |  |  | Hour | 33 | [14 empty] | 0.03 | 0
Yes |  | Prime and Paint two top coats on all interior walls, Pro-Mar | Material | Painting | Walls | sf | 124.96
|  | Labor Primer | Labor |  |  | Hour | 33 |  | 1 | [12 empty] | 0.015 | 0
|  | S-W Topcoat 1 Gallon | Material |  |  | Ea | 27.96 |  | 1 | [12 empty] | 0.003 | 0
|  | Labor Paint two top coats | Labor |  |  | Hour | 33 |  | 1 | [12 empty] | 0.03 | 0
|  | S-W Primer/Sealer 1 Gallon | Material |  |  | sf | 31 |  | 1 | [12 empty] | 0.003 | 0
Yes |  | Prime and Paint two top coats on all interior ceilings, Eminence | Material | Painting | Ceiling | sf | 1.43
|  | Painters Tape | Material |  |  | Ea | 6.98 | [14 empty] | 0.004 | 0
|  | Eminence Interior Acrylic Latex Paint | Material |  |  | Ea | 37.52 | [14 empty] | 0.005 | 0
|  | Drywall Primer | Material |  |  | Ea | 36.45 | [14 empty] | 0.003 | 0
|  | Labor to paint one coat of primer and two coats of paint. | Labor |  |  | Hour | 33 | [14 empty] | 0.045 | 0
|  | Tools Wear & Tear | Material |  |  | Ea | 0.11 | [14 empty] | 1 | 0
Yes |  | Paint & Re-Install Baseboard Heat Covers | Material | Painting | Trim | lf | 2.31
|  | Labor | Labor |  |  | Hour | 33 | [14 empty] | 0.07 | 0
Yes |  | Spray Prime Interior Walls & Ceiling | Material | Painting | Sprayer | sf | 98.04
|  | Labor | Material |  |  | sf | 33 | [14 empty] | 0.01 | 0
|  | Drywall Primer PM 200 5 Gal | Material |  |  | Ea | 97.71 | 1 | 1 | [12 empty] | 0.001 | 0
Yes |  | Install vinyl siding, 8" double 4. Includes necessary trim. | Material | Exterior Siding | Vinyl | sf | 3.36
|  | Labor | Labor |  |  | Hour | 33 | [14 empty] | 0.06 | 0
|  | Install vinyl siding, 10" double 5. Includes necessary trim. | Material |  |  | sf | 1.68 | [14 empty] | 1 | 0
Yes |  | Install fiber-cement siding, Stucco Panels Pre-Primed | Material | Exterior Finish | Fiber Cement | sf | 6.05
|  | Labor | Labor |  |  | Hour | 33 | [14 empty] | 0.1 | 0
|  | Fiber-Cement Siding | Material |  |  | lf | 2.5 | [14 empty] | 1.1 | 0
Yes |  | Install Harvey 7" Beaded Soffit | Material | Exterior Finish | Vinyl | lf | 1669.52
|  | Labor | Labor |  |  | Hour | 33 | [14 empty] | 40 | 0
|  | 1/2" F channel White | Material |  |  | Ea | 5.81 | [14 empty] | 4 | 0
|  | 7" Beaded Soffit Solid White | Material |  |  | Ea | 14.13 | [14 empty] | 16 | 0
Yes |  | Soft wash (>3000sqft) | Material | Exterior Siding | Prep | Ea | 0.18
|  | Labor | Labor |  |  | Hour | 33 | [14 empty] | 0.005 | 0
|  | Pressure wash siding (if total is over 500 SF) Material | Material |  |  | sf | 13 | [14 empty] | 0.001 | 0
Yes |  | Soft wash (>3000sqft) | Material | Exterior Siding | Prep | Ea | 0.24
|  | Pressure wash siding (if total is over 500 SF) Material | Material |  |  | sf | 13 | [14 empty] | 0.001 | 0
|  | Labor | Labor |  |  | Hour | 33 | [14 empty] | 0.007 | 0
Yes |  | Re-Install removed vinyl siding around new bedroom window, 8" double 4. Includes necessary trim. | Material | Exterior Siding | Vinyl | sf | 2.42
|  | Mastic J Channel | Material |  |  | Ea | 7.47 | [14 empty] | 0.015 | 0
|  | Labor | Labor |  |  | Hour | 33 | [14 empty] | 0.07 | 0
Yes |  | Install Aluminum Siding | Material | Exterior Siding | Aluminum | sf | 8.88
|  | Labor | Labor |  |  | Hour | 33 | [14 empty] | 0.172 | 0
|  | Siding | Material |  |  | sf | 2.88 | [14 empty] | 1 | 1
|  | Nails and Foam Underlayment | Material |  |  | sf | 0.27 | [14 empty] | 1 | 2
|  | Tools Wear & Tear | Material |  |  | sf | 0.05 | [14 empty] | 1 | 3
Yes |  | Install #1 Western Red Cedar Shake Siding | Material | Exterior Siding | Wood | sf | 15.74
|  | Labor | Labor |  |  | Hour | 33 | [14 empty] | 0.233 | 0
|  | Siding | Material |  |  | sf | 7.72 | [14 empty] | 1 | 1
|  | Underlayment & Fasteners | Material |  |  | sf | 0.27 | [14 empty] | 1 | 2
|  | Tools Wear & Tear | Material |  |  | sf | 0.06 | [14 empty] | 1 | 3
Yes |  | Install Wood Clapboard Siding 5"Reveal | Material | Exterior Siding | Wood | sf | 9.9
|  | Labor | Labor |  |  | Hour | 33 | [14 empty] | 0.172 | 0
|  | Siding | Material |  |  | sf | 3.9 | [14 empty] | 1 | 1
|  | Underlayment & Fasteners | Material |  |  | sf | 0.27 | [14 empty] | 1 | 2
|  | Tools Wear & Tear | Material |  |  | sf | 0.05 | [14 empty] | 1 | 3
Yes |  | Install New Kitchen Sink & Faucet | Material | Finish Plumbing | Kitchen Sink | Ea | 148
|  | Labor to install sink, faucet, drain, shutoffs, and supply lines, in prepared location | Labor |  |  | hour | 33 | [14 empty] | 4 | 0
|  | SharkBite Brass 1/2-in Push-to-Connect x 3/8-in OD Compression Quarter Turn Angle Valve | Material |  |  | Ea | 10 | [14 empty] | 2 | 0
|  | Homewerks Worldwide 3/8-in Compression 16-in Braided Stainless Steel Faucet Supply Line | Material |  |  | Ea | 6 | [14 empty] | 2 | 0
|  | Keeney 1-1/4-in Plastic P-Trap | Material |  |  | Ea | 4 | [14 empty] | 1 | 0
Yes |  | Install New 30" Tub & Surround | Material | Finish Plumbing | Tub Shower | Ea | 921
|  | Keeney 1.5-in Brushed Nickel Foot Lock Drain with Plastic Pipe | Material |  |  | Ea | 39 | [14 empty] | 1 | 0
|  | Sterling Medley 30.125-in W x 60-in L White Vikrell Rectangular Right-Hand Drain Alcove Bathtub | Material |  |  | Ea | 219 | [14 empty] | 1 | 0
|  | Labor to install mixing valve, tub, surround, footlok, and shower fixture | Labor |  |  | Hour | 33 | [14 empty] | 8 | 0
|  | Sterling Ensemble Medley White Panel Kit Shower Wall Surround (60-in x 30-in) | Material |  |  | Ea | 289 | [14 empty] | 1 | 0
|  | Delta Foundations Brushed Nickel 1-handle Bathtub and Shower Faucet with Valve | Material |  |  | Ea | 110 | [14 empty] | 1 | 0
Yes |  | Install Toilet | Material | Finish Plumbing | Toilet | Ea | 90.13
|  | Labor | Labor |  |  | Hour | 33 | [14 empty] | 1.89 | 0
|  | SharkBiteBrass 1/2-in Push-to-Connect x 3/8-in OD Compression Quarter Turn Angle Valve | Material |  |  | Ea | 12 | [14 empty] | 1 | 0
|  | Homewerks Worldwide 3/8-in Compression 16-in Braided Stainless Steel Toilet Supply Line | Material |  |  | Ea | 5.78 | [14 empty] | 1 | 0
|  | Danco Perfect Seal Rubber 4.75-in Wax-Free Gasket for Next By Danco | Material |  |  | Ea | 9.98 | [14 empty] | 1 | 0
Yes |  | Install CARPET Flooring | Material | Finish Flooring | Carpet | sf | 2.82
|  | Transitions Allowance | Material |  |  | sf | 20 | [14 empty] | 0.01 | 0
|  | Labor | Labor |  |  | Hour | 33 | [14 empty] | 0.018 | 0
|  | Carpet Allowance | Material |  |  | sf | 4 | [14 empty] | 1 | 0
|  | Track Strips Allowance | Material |  |  | sf | 30 | [14 empty] | 0.001 | 0
Yes |  | Install Hardwood Flooring | Material | Finish Flooring | Hardwood | sf | 8.7
|  | Labor | Labor |  |  | Hour | 33 | [14 empty] | 0.063 | 0
|  | Tools Wear & Tear | Material |  |  | sf | 0.06 | [14 empty] | 1 | 0
|  | Transitions Allowance | Material |  |  | sf | 40 | [14 empty] | 0.01 | 0
|  | Hardwood Flooring Allowance | Material |  |  | sf | 6 | [14 empty] | 1 | 0
|  | Flooring Nails | Material |  |  | ea | 20 | [14 empty] | 0.008 | 0
Yes |  | Install Laminate Flooring | Material | Finish Flooring | Laminate Plank | sf | 5.54
|  | Labor | Labor |  |  | Hour | 33 | [14 empty] | 0.068 | 0
|  | Transitions Allowance | Material |  |  | Ea | 30 | [14 empty] | 0.01 | 0
|  | Laminate Flooring Allowance | Material |  |  | sf | 3 | [14 empty] | 1 | 0
Yes |  | Install Large Format Tile Flooring & Grout | Material | Finish Flooring | Tile | sf | 142.06
|  | 4X36 WHITE SADDLE MA | Material |  |  | Ea | 21.43 | [14 empty] | 1 | 0
|  | Labor | Labor |  |  | Hour | 33 | [14 empty] | 0.3 | 0
|  | Power Grout 10 LB | Material |  |  | Ea | 31.82 |  | 1 | [12 empty] | 0.012 | 0
|  | Pro Leveling Spacers | Material |  |  | Ea | 24.24 |  | 1 | [12 empty] | 0.01 | 0
|  | ULTIMATE 6 PLUS 40#W | Material |  |  | Ea | 54.67 |  | 1 | [12 empty] | 0.015 | 0
Yes |  | Install Large Format Tile Flooring, Grout, & Durock | Material | Finish Flooring | Tile | sf | 12.61
|  | Tile Floor Allowance | Material |  |  | sf | 4 | [14 empty] | 1 | 0
|  | Labor | Labor |  |  | Hour | 33 | [14 empty] | 0.15 | 0
|  | Spacers | Material |  |  | sf | 5 | [14 empty] | 0.01 | 0
|  | ULTIMATE 6 PLUS 40#W | Material |  |  | Ea | 54.67 | [14 empty] | 0.029 | 0
|  | DUROCK Brand 0.5-in x 36-in x 60-in Cement Backer Board | Material |  |  | Ea | 10.97 | [14 empty] | 0.07 | 0
|  | Power Grout 10 LB | Material |  |  | Ea | 31.82 | [14 empty] | 0.013 | 0
|  | Grout Sealer | Material |  |  | sf | 15 | [14 empty] | 0.004 | 0
Yes |  | Install Lauan Underlayment | Material | Finish Flooring | Floor Prep | sf | 1.48
|  | #8 x 1-1/4 in. Construction Screw (10 lbs./Box) | Material |  |  | Ea | 36.97 | [14 empty] | 0.001 | 0
|  | 1/5 in. x 4 ft. x 8 ft. Hardwood Plywood Underlayment | Material |  |  | Ea | 21.38 | [14 empty] | 0.032 | 0
|  | Labor | Labor |  |  | Hour | 33 | [14 empty] | 0.023 | 0
Yes |  | Install new 1/2" Durock underlayment | Material | Finish Flooring | Floor Prep | sf | 30.65
|  | Labor | Labor |  |  | Hour | 33 | [14 empty] | 0.05 | 0
|  | 1/2 durock | Material |  |  | each | 14 |  | 1 | [12 empty] | 0.074 | 0
|  | Latex modified mortar | Material |  |  | each | 15 |  | 1 | [12 empty] | 0.012 | 0
Yes |  | Install Pergo Underlayment | Material | Finish Flooring | Floor Prep | sf | 65
|  | Pergo Gold Underlayment 100SQFT | Material |  |  | Ea | 65 | 1 | [13 empty] | 0.01 | 0
|  | Labor | Labor |  |  | Hour | 33 | [14 empty] | 0.005 | 0
|  | Pergo Underlayment Tape 400SQFT | Material |  |  | Ea | 6.58 | [14 empty] | 0.003 | 0
Yes |  | Install wall to wall gym style 1/4" Rubber Flooring | Material | Finish Flooring | Rubber Floor | sf | 3.5
|  | Tool Wear & Tear | Material |  |  | sf | 0.08 | [14 empty] | 1 | 0
|  | 7500 8 oz. Vinyl Seam Sealer for Sheet Flooring | Material |  |  | Ea | 18.48 | [14 empty] | 0.005 | 0
|  | Rubber Flooring Allowance | Material |  |  | sf | 2.5 | [14 empty] | 1 | 0
|  | 2310 1 Gal. Resilient Flooring Adhesive for Fiberglass Sheet Goods and Luxury Vinyl Tile | Material |  |  | Ea | 29 | [14 empty] | 0.006 | 0
|  | Labor | Labor |  |  | Hour | 33 | [14 empty] | 0.02 | 0
Yes |  | Install Vinyl Plank Flooring | Material | Finish Flooring | Vinyl Plank | sf | 28.62
|  | Vinyl Plank Flooring Allownace | Material |  |  | sf | 3.5 | [14 empty] | 1.15 | 0
|  | Labor | Labor |  |  | Hour | 33 | [14 empty] | 0.046 | 0
|  | Transitions Allowance (2 Doorways Per 100 SF room) | Material |  |  | Ea | 23.08 |  | 1 | [12 empty] | 0.001 | 0
Yes |  | Install Vinyl Sheet Flooring | Material | Finish Flooring | Vinyl Sheet | sf | 1.95
|  | Labor | Labor |  |  | Hour | 33 | [14 empty] | 0.01 | 0
|  | Tools Wear & Tear | Material |  |  | Ea | 0.04 | [14 empty] | 1 | 0
|  | Vinyl Sheet FLooring Adhesive 4 Gal | Material |  |  | Ea | 40 | [14 empty] | 0.002 | 0
|  | Vinyl Sheet FLooring Allowance | Material |  |  | sf | 1.5 | [14 empty] | 1 | 0
Yes |  | Pour Floor Leveler | Material | Finish Flooring | Floor Prep | sf | 1.68
|  | Labor | Labor |  |  | Hour | 33 | [14 empty] | 0.023 | 0
|  | 555 Level Pro 40 lb. Self-Leveling Underlayment | Material |  |  | Ea | 39.87 | [14 empty] | 0.023 | 0
Yes |  | Prep Subfloor for Finished Floor | Material | Finish Flooring | Floor Prep | sf | 0.53
|  | Labor Prep Subfloor for Finished Floor | Labor |  |  | hour | 33 | [14 empty] | 0.016 | 0
Yes |  | Stain Deck (Sherwin Williams Super Deck) | Material | Finish Flooring | Stain | sf | 0.21
|  | Labor | Labor |  |  | Hour | 33 | [14 empty] | 0.001 | 0
|  | Shewrin Williams Super Deck | Material |  |  | Ea | 45 | [14 empty] | 0.004 | 0
Yes |  | Install New DOUBLE Vanity Bathroom Vanity & Faucet | Material | Cabinets & Countertops | Bathroom Vanity | Ea | 258.9
|  | ReliaBilt 3/8-in Compression 20-in Braided Stainless Steel Flexible Faucet Supply Line | Material |  |  | Ea | 8 | [14 empty] | 4 | 0
|  | SharkBiteBrass 1/2-in Push-to-Connect x 3/8-in OD Compression Quarter Turn Angle Valve | Material |  |  | Ea | 12 | [14 empty] | 4 | 0
|  | GENERAL LABOR Labor to install vanity & top with single sink, faucet, drain, shutoffs, and supply lines, in prepared location | Labor |  |  | Hour | 33 | [14 empty] | 5 | 0
|  | Keeney 1-1/4-in Plastic Slip Joint Extension Tube | Material |  |  | Ea | 4 | [14 empty] | 2 | 0
|  | Keeney 1-1/2-in PVC P-Trap | Material |  |  | Ea | 11.2 | [14 empty] | 2 | 0
Yes |  | Install New Bathroom Vanity & Faucet | Material | Cabinets & Countertops | Bathroom Vanity | Ea | 184.5
|  | Homewerks Worldwide 3/8-in Compression 16-in Braided Stainless Steel Faucet Supply Line | Material |  |  | Ea | 6 | [14 empty] | 2 | 0
|  | Keeney 1-1/4-in Plastic P-Trap | Material |  |  | Ea | 4 | [14 empty] | 1 | 0
|  | SharkBite Brass 1/2-in Push-to-Connect x 3/8-in OD Compression Quarter Turn Angle Valve | Material |  |  | Ea | 10 | [14 empty] | 2 | 0
|  | Labor Labor to install vanity & top with single sink, faucet, drain, shutoffs, and supply lines, in prepared location | Labor |  |  | Hour | 33 | [14 empty] | 4.5 | 0
Yes |  | Labor to Install Kitchen Cabinets | Material | Cabinets & Countertops | Kitchen Cabinets | Ea | 66
|  | Labor | Labor |  |  | Hour | 33 | [14 empty] | 2 | 0
Yes |  | Labor for Weekly Construction Cleanup | Labor | Clean Up | Weekly | Hour | 132
|  | Labor | Labor |  |  | Hour | 33 | [14 empty] | 4 | 0
Yes |  | Labor for Daily Construction Cleanup | Labor | Clean Up | Daily | Hour | 33
|  | Labor | Labor |  |  | Hour | 33 | [14 empty] | 1 | 0
Yes |  | 8" CMU Block Wall | Material | Masonry | CMU | sf | 27.99
|  | Concrete Block 8" CMU | Material |  |  | Ea | 2 |  | 1 | [12 empty] | 1.12 | 0
|  | Labor | Material |  |  | Hour | 50 | [14 empty] | 0.34 | 0
|  | Mortar Type-S | Material |  |  | Ea | 6.99 |  | 1 | [12 empty] | 0.09 | 0
Yes |  | Versa-Lok 8" Assembly @ 4' High | Material | Retaining Wall | Versa-Lok | lf | 138.36
|  | Versa-Lok 8-18 Embedded Block | Material |  |  | Ea | 8.75 |  | 1 | [12 empty] | 0.66 | 0
|  | Drainage Aggregate | Material |  |  | ton | 6.7 | [14 empty] | 0.16 | 0
|  | Versa-Lok Cap 16" long | Material |  |  | Ea | 6.9 |  | 1 | [12 empty] | 0.86 | 0
|  | Versa-Lok Grid Fabric VG1.5 4'x50' (22SQ Yards) | Material |  |  | Ea | 83.2 |  | 1 | [12 empty] | 0.045 | 0
|  | Versa-Lok 8-18 | Material |  |  | Ea | 8.75 |  | 1 | [12 empty] | 4 | 0
|  | Leveling Aggregate (2A) Modified | Material |  |  | ton | 6.7 | [14 empty] | 0.06 | 0
|  | Versa-Lok Pins (Need 2 Per Block) | Material |  |  | Ea | 0.38 |  | 0 | [12 empty] | 8 | 0
Yes |  | Versa-Lok Cap & Base Assembly | Material | Retaining Wall | Versa-Lok | lf | 6.49
|  | PL Premium Adhesive 10.5 OZ | Material |  |  | Ea | 5.25 | [14 empty] | 0.25 | 0
|  | Versa-Lok Cap 16" long | Material |  |  | Ea | 6.9 | [14 empty] | 0.75 | 0
Yes |  | Stephenson Equipment Rental & Operator Labor | Material | Excavation | Machine | Day | 500
|  | Stephenson Equipment Rental Fee | Material |  |  | Day | 300 | [14 empty] | 1 | 0
|  | Operator Labor | Material |  |  | Day | 200 | [14 empty] | 1 | 0